{"text_format":"1","workbook":"xlsx","n_sheets":4,"sheets":["Checklista","Blad2","Blad1","Bilaga 2-4!!!!!"],"not_rendered":{"charts":0,"images":2,"macros":1,"external_links":0,"defined_names":21,"comments":1,"pivot_tables":0},"unopened":[],"bounds":{"document_bytes":16777216,"sheet_cells":100000,"rows_first":2000,"rows_last":500,"rows_between":2000,"halvings":0,"cell_chars":16384,"cell_head_chars":4096},"cells_cut":0,"cells_raw":0,"read":"whole","date_system":"1900"}

{"sheet":"Checklista","index":0,"n_rows":2921,"n_cols":14986,"rows_kept":562,"cut":true,"hidden":false,"merged":[[600,1,600,2],[610,1,610,2],[282,1,282,2],[290,1,290,2],[298,1,298,2],[308,1,308,2],[341,1,341,2],[350,1,350,2],[364,1,364,2],[378,1,378,2],[415,1,415,2],[519,1,519,2],[504,1,504,2],[507,1,507,2],[498,1,498,2],[499,1,499,2],[460,1,460,2],[439,1,439,2],[395,1,395,2],[403,1,403,2],[420,1,420,2],[421,1,421,2],[399,1,399,2],[183,1,183,2],[170,1,170,2],[157,1,157,2],[145,1,145,2],[133,1,133,2],[125,1,125,2],[115,1,115,2],[105,1,105,2],[95,1,95,2],[130,1,130,2],[135,1,135,2],[137,1,137,2],[136,1,136,2],[139,1,139,2],[138,1,138,2],[152,1,152,2],[153,1,153,2],[155,1,155,2],[104,1,104,2],[113,1,113,2],[102,1,102,2],[112,1,112,2],[411,1,411,2],[424,1,424,2],[425,1,425,2],[426,1,426,2],[407,1,407,2],[400,1,400,2],[401,1,401,2],[467,1,467,2],[480,1,480,2],[468,1,468,2],[406,1,406,2],[466,1,466,2],[404,1,404,2],[412,1,412,2],[515,1,515,2],[512,1,512,2],[513,1,513,2],[514,1,514,2],[553,1,553,2],[554,1,554,2],[556,1,556,2],[559,1,559,2],[550,1,550,2],[551,1,551,2],[552,1,552,2],[520,1,520,2],[525,1,525,2],[526,1,526,2],[536,1,536,2],[374,1,374,2],[362,1,362,2],[63,1,63,2],[64,1,64,2],[65,1,65,2],[621,1,621,2],[591,1,591,2],[580,1,580,2],[590,1,590,2],[601,1,601,2],[592,1,592,2],[593,1,593,2],[594,1,594,2],[613,1,613,2],[603,1,603,2],[604,1,604,2],[589,1,589,2],[493,1,493,2],[577,1,577,2],[608,1,608,2],[615,1,615,2],[616,1,616,2],[617,1,617,2],[618,1,618,2],[390,1,390,2],[396,1,396,2],[427,1,427,2],[429,1,429,2],[456,1,456,2],[387,1,387,2],[375,1,375,2],[368,1,368,2],[44,1,44,2],[74,1,74,2],[197,1,197,2],[188,1,188,2],[414,1,414,2],[384,1,384,2],[187,1,187,2],[354,1,354,2],[317,1,317,2],[318,1,318,2],[319,1,319,2],[348,1,348,2],[320,1,320,2],[359,1,359,2],[365,1,365,2],[373,1,373,2],[488,1,488,2],[489,1,489,2],[490,1,490,2],[472,1,472,2],[473,1,473,2],[438,1,438,2],[474,1,474,2],[485,1,485,2],[492,1,492,2],[491,1,491,2],[487,1,487,2],[486,1,486,2],[469,1,469,2],[470,1,470,2],[494,1,494,2],[508,1,508,2],[509,1,509,2],[511,1,511,2],[479,1,479,2],[505,1,505,2],[506,1,506,2],[510,1,510,2],[497,1,497,2],[501,1,501,2],[502,1,502,2],[471,1,471,2],[475,1,475,2],[476,1,476,2],[477,1,477,2],[478,1,478,2],[482,1,482,2],[495,1,495,2],[496,1,496,2],[483,1,483,2],[484,1,484,2],[377,1,377,2],[461,1,461,2],[516,1,516,2],[517,1,517,2],[518,1,518,2],[443,1,443,2],[500,1,500,2],[413,1,413,2],[408,1,408,2],[409,1,409,2],[418,1,418,2],[410,1,410,2],[452,1,452,2],[453,1,453,2],[440,1,440,2],[432,1,432,2],[430,1,430,2],[433,1,433,2],[428,1,428,2],[444,1,444,2],[448,1,448,2],[455,1,455,2],[503,1,503,2],[481,1,481,2],[82,1,82,2],[86,1,86,2],[186,1,186,2],[194,1,194,2],[172,1,172,2],[93,1,93,2],[91,1,91,2],[118,1,118,2],[119,1,119,2],[120,1,120,2],[121,1,121,2],[100,1,100,2],[101,1,101,2],[103,1,103,2],[108,1,108,2],[109,1,109,2],[110,1,110,2],[161,1,161,2],[162,1,162,2],[163,1,163,2],[159,1,159,2],[128,1,128,2],[129,1,129,2],[169,1,169,2],[46,1,46,2],[35,1,35,2],[61,1,61,2],[67,1,67,2],[68,1,68,2],[201,1,201,2],[210,1,210,2],[220,1,220,2],[221,1,221,2],[160,1,160,2],[167,1,167,2],[122,1,122,2],[123,1,123,2],[131,1,131,2],[132,1,132,2],[142,1,142,2],[144,1,144,2],[150,1,150,2],[151,1,151,2],[143,1,143,2],[154,1,154,2],[156,1,156,2],[140,1,140,2],[141,1,141,2],[29,1,29,2],[30,1,30,2],[31,1,31,2],[53,1,53,2],[54,1,54,2],[149,1,149,2],[37,1,37,2],[36,1,36,2],[55,1,55,2],[56,1,56,2],[57,1,57,2],[58,1,58,2],[47,1,47,2],[48,1,48,2],[49,1,49,2],[50,1,50,2],[51,1,51,2],[52,1,52,2],[77,1,77,2],[78,1,78,2],[79,1,79,2],[80,1,80,2],[124,1,124,2],[127,1,127,2],[6,1,6,2],[7,1,7,2],[8,1,8,2],[9,1,9,2],[10,1,10,2],[18,1,18,2],[26,1,26,2],[27,1,27,2],[28,1,28,2],[11,1,11,2],[13,1,13,2],[12,1,12,2],[15,1,15,2],[14,1,14,2],[16,1,16,2],[17,1,17,2],[19,1,19,2],[21,1,21,2],[22,1,22,2],[23,1,23,2],[20,1,20,2],[24,1,24,2],[25,1,25,2],[81,1,81,2],[92,1,92,2],[85,1,85,2],[107,1,107,2],[97,1,97,2],[33,1,33,2],[59,1,59,2],[62,1,62,2],[66,1,66,2],[75,1,75,2],[76,1,76,2],[69,1,69,2],[70,1,70,2],[71,1,71,2],[72,1,72,2],[60,1,60,2],[73,1,73,2],[34,1,34,2],[40,1,40,2],[42,1,42,2],[43,1,43,2],[45,1,45,2],[38,1,38,2],[39,1,39,2],[245,1,245,2],[203,1,203,2],[87,1,87,2],[88,1,88,2],[89,1,89,2],[90,1,90,2],[98,1,98,2],[99,1,99,2],[94,1,94,2],[117,1,117,2],[202,1,202,2],[164,1,164,2],[165,1,165,2],[166,1,166,2],[184,1,184,2],[196,1,196,2],[175,1,175,2],[146,1,146,2],[158,1,158,2],[171,1,171,2],[185,1,185,2],[180,1,180,2],[181,1,181,2],[182,1,182,2],[540,1,540,2],[542,1,542,2],[209,1,209,2],[212,1,212,2],[219,1,219,2],[192,1,192,2],[254,1,254,2],[255,1,255,2],[251,1,251,2],[222,1,222,2],[223,1,223,2],[228,1,228,2],[249,1,249,2],[226,1,226,2],[244,1,244,2],[233,1,233,2],[234,1,234,2],[235,1,235,2],[239,1,239,2],[236,1,236,2],[252,1,252,2],[241,1,241,2],[242,1,242,2],[243,1,243,2],[523,1,523,2],[524,1,524,2],[528,1,528,2],[529,1,529,2],[547,1,547,2],[560,1,560,2],[561,1,561,2],[555,1,555,2],[545,1,545,2],[548,1,548,2],[546,1,546,2],[543,1,543,2],[530,1,530,2],[532,1,532,2],[533,1,533,2],[534,1,534,2],[535,1,535,2],[531,1,531,2],[541,1,541,2],[558,1,558,2],[527,1,527,2],[537,1,537,2],[538,1,538,2],[539,1,539,2],[597,1,597,2],[587,1,587,2],[588,1,588,2],[583,1,583,2],[585,1,585,2],[582,1,582,2],[564,1,564,2],[565,1,565,2],[566,1,566,2],[571,1,571,2],[572,1,572,2],[573,1,573,2],[579,1,579,2],[574,1,574,2],[570,1,570,2],[576,1,576,2],[578,1,578,2],[586,1,586,2],[575,1,575,2],[567,1,567,2],[569,1,569,2],[568,1,568,2],[636,1,636,2],[637,1,637,2],[638,1,638,2],[639,1,639,2],[640,1,640,2],[614,1,614,2],[631,1,631,2],[632,1,632,2],[633,1,633,2],[634,1,634,2],[635,1,635,2],[630,1,630,2],[624,1,624,2],[625,1,625,2],[626,1,626,2],[627,1,627,2],[628,1,628,2],[629,1,629,2],[622,1,622,2],[623,1,623,2],[619,1,619,2],[620,1,620,2],[397,1,397,2],[609,1,609,2],[611,1,611,2],[612,1,612,2],[581,1,581,2],[584,1,584,2],[386,1,386,2],[383,1,383,2],[388,1,388,2],[557,1,557,2],[562,1,562,2],[563,1,563,2],[544,1,544,2],[549,1,549,2],[605,1,605,2],[606,1,606,2],[607,1,607,2],[598,1,598,2],[602,1,602,2],[595,1,595,2],[521,1,521,2],[522,1,522,2],[596,1,596,2],[599,1,599,2],[303,1,303,2],[304,1,304,2],[306,1,306,2],[321,1,321,2],[276,1,276,2],[287,1,287,2],[314,1,314,2],[315,1,315,2],[355,1,355,2],[310,1,310,2],[311,1,311,2],[312,1,312,2],[333,1,333,2],[370,1,370,2],[322,1,322,2],[324,1,324,2],[325,1,325,2],[327,1,327,2],[328,1,328,2],[358,1,358,2],[366,1,366,2],[367,1,367,2],[361,1,361,2],[363,1,363,2],[357,1,357,2],[360,1,360,2],[369,1,369,2],[224,1,224,2],[268,1,268,2],[274,1,274,2],[275,1,275,2],[323,1,323,2],[342,1,342,2],[247,1,247,2],[262,1,262,2],[309,1,309,2],[331,1,331,2],[332,1,332,2],[334,1,334,2],[326,1,326,2],[289,1,289,2],[340,1,340,2],[313,1,313,2],[294,1,294,2],[283,1,283,2],[316,1,316,2],[307,1,307,2],[292,1,292,2],[293,1,293,2],[335,1,335,2],[339,1,339,2],[205,1,205,2],[218,1,218,2],[232,1,232,2],[272,1,272,2],[278,1,278,2],[198,1,198,2],[191,1,191,2],[200,1,200,2],[206,1,206,2],[207,1,207,2],[208,1,208,2],[216,1,216,2],[256,1,256,2],[257,1,257,2],[193,1,193,2],[215,1,215,2],[225,1,225,2],[231,1,231,2],[217,1,217,2],[204,1,204,2],[195,1,195,2],[246,1,246,2],[199,1,199,2],[263,1,263,2],[264,1,264,2],[265,1,265,2],[300,1,300,2],[301,1,301,2],[302,1,302,2],[299,1,299,2],[273,1,273,2],[279,1,279,2],[248,1,248,2],[253,1,253,2],[250,1,250,2],[266,1,266,2],[267,1,267,2],[269,1,269,2],[270,1,270,2],[329,1,329,2],[330,1,330,2],[419,1,419,2],[391,1,391,2],[462,1,462,2],[393,1,393,2],[381,1,381,2],[382,1,382,2],[385,1,385,2],[371,1,371,2],[372,1,372,2],[349,1,349,2],[346,1,346,2],[344,1,344,2],[356,1,356,2],[353,1,353,2],[351,1,351,2],[352,1,352,2],[345,1,345,2],[336,1,336,2],[337,1,337,2],[338,1,338,2],[347,1,347,2],[343,1,343,2],[463,1,463,2],[464,1,464,2],[465,1,465,2],[457,1,457,2],[458,1,458,2],[459,1,459,2],[454,1,454,2],[434,1,434,2],[447,1,447,2],[213,1,213,2],[214,1,214,2],[258,1,258,2],[259,1,259,2],[260,1,260,2],[277,1,277,2],[297,1,297,2],[376,1,376,2],[379,1,379,2],[227,1,227,2],[229,1,229,2],[305,1,305,2],[288,1,288,2],[281,1,281,2],[284,1,284,2],[285,1,285,2],[286,1,286,2],[230,1,230,2],[237,1,237,2],[240,1,240,2],[296,1,296,2],[295,1,295,2],[280,1,280,2],[261,1,261,2],[238,1,238,2],[380,1,380,2],[389,1,389,2],[402,1,402,2],[445,1,445,2],[442,1,442,2],[446,1,446,2],[451,1,451,2],[392,1,392,2],[394,1,394,2],[398,1,398,2],[416,1,416,2],[431,1,431,2],[422,1,422,2],[435,1,435,2],[441,1,441,2],[450,1,450,2],[437,1,437,2],[423,1,423,2],[405,1,405,2],[436,1,436,2],[449,1,449,2],[417,1,417,2],[271,1,271,2],[83,1,83,2],[32,1,32,2],[291,1,291,2],[41,1,41,2],[84,1,84,2],[168,1,168,2],[178,1,178,2],[147,1,147,2],[148,1,148,2],[173,1,173,2],[174,1,174,2],[111,1,111,2],[114,1,114,2],[96,1,96,2],[106,1,106,2],[116,1,116,2],[126,1,126,2],[134,1,134,2],[176,1,176,2],[177,1,177,2],[179,1,179,2],[189,1,189,2],[190,1,190,2],[211,1,211,2]],"bounds":{"rows_first":250,"rows_last":62,"rows_between":250,"halvings":3}}
[null,"Projektägare:","",null,null,"Checklista överlämning av driftinstruktioner och relationshandlingar",null,null,null,"Projektnr:","","LOC "]
[null,"Projektledare:","",null,null,"Ver.25.1 Senast ändrad 2025-06-09"]
[null,null,null,null,null,"Gul/grön markerade dokument visar handlingar klassade som driftinstruktioner"]
[null,"Projektnamn:","",null,null,null,null,null,null,null,"Avstämd på uppdragsmöte den:",""]
[null,"Förvaltningsobjekt:","",null,null,null,null,null,null,null,"Avstämd på överlämnandesmöte den:",""]
[]
["Gäller i detta projekt","Överlämnande av relationshandlingar",null,"Informations-säkerhets-klassning","Levereras av ","Plats för dokumentation","Dokumentformat","Överlämnat datum","Granskare av dokumentation"," Sign Granskare","Lägger in dokument","Kommentarer"]
[null,"1 Mark"]
[null,"10 Sammansatt redovisning",null,null,null,null,null,null,null,null,null,"Situationsplan, samordningsritningar"]
[null,"Situationsplan",null,"K2","Arkitekt","Advantum","DWG+PDF",null,"Spec.Bygg",null,"CAD/BIM","Omfattar även Pollare/Påkörningsskydd",true]
[null,"Inflygnings zon",null,"K2","Säkerhetskonsult","Advantum","DWG+PDF",null,"Flygsäkerhetsstrateg",null,"CAD/BIM",null,true]
[null,"Drift och Skötselinstruktioner,markarbeten, schaktarb& spontning",null,"K2","Mark- Konsult","Advantum","DWG+PDF",null,"Spec.Bygg",null,"CAD/BIM",null,true]
[null,"Drift och Skötselinstruktioner, finplanering",null,"K2","Mark- Konsult","Advantum","DWG+PDF",null,"Spec.Bygg",null,"CAD/BIM",null,true]
[null,"Drift och Skötselinstruktioner, inmätning",null,"K2","Mark- Konsult","Advantum","DWG+PDF",null,"Spec.Bygg",null,"CAD/BIM",null,true]
[null,"Drift och Skötselinstruktioner, energibrunnar",null,"K2","Mark- Konsult","Advantum","DWG+PDF",null,"Spec.Bygg",null,"CAD/BIM",null,true]
[null,"Drift och Skötselinstruktioner, vinterskötselplan",null,"K2","Mark- Konsult","Advantum","DWG+PDF",null,"Spec.Bygg",null,"CAD/BIM",null,true]
[null,"Drift och Skötselinstruktioner, sommarsskötselplan",null,"K2","Mark- Konsult","Advantum","DWG+PDF",null,"Spec.Bygg",null,"CAD/BIM",null,true]
[null,"Drift och Skötselinstruktioner, uteskötselplan",null,"K2","Mark- Konsult","Advantum","DWG+PDF",null,"Spec.Bygg",null,"CAD/BIM",null,true]
[null,"Geoteknik"]
[null,"Projekterings PM Geoteknik",null,"K2","Mark- Konsult","Advantum","Orginalformat +DWG+ IFC",null,"Spec.Bygg",null,"CAD/BIM",null,true]
[null,"Markteknisk undersökningrapport med bilaga",null,"K2","Mark- Konsult","Advantum","Word+PDF",null,"Spec.Bygg",null,"CAD/BIM",null,true]
[null,"2 Bärverk"]
[null,"20 Sammansatt redovisning konstruktion",null,null,null,null,null,null,null,null,null,"Bärverk"]
[null,"Objekts-/ planmodell, inklusive sheets",null,"K2","Konstruktör","Advantum","Orginalformat +DWG+ IFC",null,"Spec.Bygg",null,"CAD/BIM",null,true]
[null,"Planritningar",null,"K2","Konstruktör","Advantum","PDF",null,"Spec.Bygg",null,"CAD/BIM",null,true]
[null,"Sektioner",null,"K2","Konstruktör","Advantum","DWG+PDF",null,"Spec.Bygg",null,"CAD/BIM",null,true]
[null,"Detaljer",null,"K2","Konstruktör","Advantum","DWG+PDF",null,"Spec.Bygg",null,"CAD/BIM",null,true]
[null,"Teknisk beskrivning K",null,"K2/K3","Konstruktör","Advantum","Word+PDF",null,"Spec.Bygg",null,"CAD/BIM",null,true]
[null,"4 Rumsbildning"]
[null,"40 Sammansatt redovisning av husritning",null,null,null,null,null,null,null,null,null,"Arkitekt"]
[null,"Objektsmodell (hela huset), inklusive sheets",null,"K2","Arkitekt","Advantum","Orginalformat + IFC",null,"Spec.Bygg",null,"CAD/BIM",null,true]
[null,"Planmodeller",null,"K2","Arkitekt","Advantum","DWG",null,"Spec.Bygg",null,"CAD/BIM",null,true]
[null,"Planritningar",null,"K2","Arkitekt","Advantum","PDF",null,"Spec.Bygg",null,"CAD/BIM",null,true]
[null,"Sektioner",null,"K2/K3","Arkitekt","Advantum","DWG+PDF",null,"Spec.Bygg",null,"CAD/BIM",null,true]
[null,"Fasader",null,"K2/K3","Arkitekt","Advantum","DWG+PDF",null,"Spec.Bygg",null,"CAD/BIM",null,true]
[null,"Teknisk beskrivning A",null,"K2/K3","Arkitekt","Advantum","DWG+PDF",null,"Spec.Bygg",null,"CAD/BIM",null,true]
[null,"Dörrkort",null,"K2/K3","Arkitekt","Advantum","DWG+PDF",null,"Spec.Bygg",null,"CAD/BIM",null,true]
[null,"Detaljer",null,"K2/K3","Arkitekt","Advantum","DWG+PDF",null,"Spec.Bygg",null,"CAD/BIM",null,true]
[null,"46 Rumskompletteringar",null,null,null,null,null,null,null,null,null,"Fast och lös inredning, utrustning."]
[null,"Objektsmodell (hela huset), inklusive sheets",null,"K2","Arkitekt","Advantum","Orginalformat + IFC",null,"Spec.Bygg",null,"CAD/BIM",null,true]
[null,"Planmodeller",null,"K2","Arkitekt","Advantum","DWG+PDF",null,"Spec.Bygg",null,"CAD/BIM",null,true]
[null,"Planritningar",null,"K2","Arkitekt","Advantum","PDF",null,"Spec.Bygg",null,"CAD/BIM",null,true]
[null,"99 Brand"]
[null,"Framkörningskort FRAM",null,"K2","Brandkonsult","Advantum","*RVT/DWG+PDF",null,"Spec.Brand/Brandkoordinator",null,"CAD/BIM",null,true]
[null,"Insatsplan INS",null,"K2","Brandkonsult","Advantum","*RVT/DWG+PDF",null,"Spec.Brand/Brandkoordinator",null,"CAD/BIM",null,true]
[null,"Serviceritningar brandlarm SR",null,"K2","Entreprenör","Advantum","*RVT/DWG+PDF",null,"Brandkoordinator",null,"CAD/BIM",null,true]
[null,"Orienteringsritningar brandlarm OR",null,"K2","Entreprenör","Advantum","*RVT/DWG+PDF",null,"Brandkoordinator",null,"CAD/BIM",null,true]
[null,"Ritningar överordnat system, brandlarm ÖOS",null,"K2","Brandkonsult","Advantum","DWG+PDF",null,"Brandkoordinator",null,"Anläggarfirma",null,true]
[null,"Serviceritningar sprinkler SR",null,"K2","Brandkonsult","Advantum","*RVT/DWG+PDF",null,"Brandkoordinator",null,"CAD/BIM",null,true]
[null,"Orienteringsritningar sprinkler OR",null,"K2","Brandkonsult","Advantum","*RVT/DWG+PDF",null,"Brandkoordinator",null,"CAD/BIM",null,true]
[null,"Brandritningar BRAN",null,"K2","Brandkonsult","Advantum","*RVT/DWG+PDF",null,"Spec.Brand/Brandkoordinator",null,"CAD/BIM",null,true]
[null,"Brandcellsritningar BCEL",null,"K2","Brandkonsult","Advantum","*RVT/DWG+PDF",null,"Brandkoordinator",null,"CAD/BIM",null,true]
[null,"Utrymningsplaner UTRY",null,"K2","Brandkonsult","Advantum","*RVT/DWG+PDF",null,"Spec.Brand/Brandkoordinator",null,"CAD/BIM",null,true]
[null,"Larmdonsområdesritningar LOR",null,"K2","Brandkonsult","Advantum","*RVT/DWG+PDF",null,"Brandkoordinator",null,"CAD/BIM",null,true]
[null,"Larmlagringstablå LLT",null,"K2","Brandkonsult","Advantum","*RVT/DWG+PDF",null,"Brandkoordinator",null,"CAD/BIM",null,true]
[null,"Informationstablåritningar ITR",null,"K2","Brandkonsult","Advantum","*RVT/DWG+PDF",null,"Spec.Brand/Brandkoordinator",null,"CAD/BIM",null,true]
[null,"Styrområdesritningar SOR",null,"K2/K3","Brandkonsult","Advantum","*RVT/DWG+PDF",null,"Brandkoordinator",null,"CAD/BIM",null,true]
[null,"Serviceritningar Talatutrymningslarm SRT",null,"K2","Brandkonsult","Advantum","*RVT/DWG+PDF",null,"Brandkoordinator",null,"CAD/BIM",null,true]
[null,"Täckningsområde",null,"K2","Brandkonsult","Advantum","*RVT/DWG+PDF",null,"Brandkoordinator",null,"CAD/BIM",null,true]
[null,"Brandgasventilationsritning BGS",null,"K2","Brandkonsult","Advantum","*RVT/DWG+PDF",null,"Spec.Brand/Brandkoordinator",null,"CAD/BIM",null,true]
[null,"Styrmatris brandlarm ",null,"K3","Brandkonsult","Advantum","Word+PDF",null,"Strateg Brand/säkerhetssystem",null,"CAD/BIM",null,true]
[null,"Tillstånd brandfarlig vara inkl.samtliga bilagor och utredningar",null,"K2","Driftcontroller","Advantum","PDF",null,"Spec.Brand",null,"CAD/BIM",null,true]
[null,"Brandskyddsdokumentation projekt",null,"K2","Brandkonsult","Advantum","PDF",null,"Spec.Brand",null,"CAD/BIM",null,true]
[null,"Brandskyddsdokumentation byggnad",null,"K2","Brandkonsult","Advantum","Word+PDF",null,"Spec.Brand",null,"CAD/BIM",null,true]
[null,"Brandteknisk analys/utredning",null,"K2","Brandkonsult","Advantum","PDF",null,"Spec.Brand",null,"CAD/BIM",null,true]
[null,"Brandtekniskt utlåtande",null,"K2","Brandkonsult","Advantum","PDF",null,"Spec.Brand",null,"CAD/BIM",null,true]
[null,"Anläggarintyg brandlarm ",null,"K2/K3","Entreprenör","Advantum","PDF",null,"Strateg säkerhetssystem",null,"CAD/BIM",null,true]
[null,"Anläggarintyg Sprinkler (Locums mall ska användas)",null,"K2","Entreprenör","Advantum","PDF",null,"Strateg säkerhetssystem",null,"CAD/BIM",null,true]
[null,"Leveransbesiktning (entreprenadbesiktning) brandlarm och sprinkler",null,"K2","Entreprenör","REQS","Excel+PDF",null,"Strateg säkerhetssystem",null,"Projektledare",null,true]
[null,"Larmavtal (larmoperatör)",null,"K2","Projektledare","Faciliate och Advantum","PDF",null,"Driftcontroller",null,"Driftcontroller",null,true]
[null,"Larmavtal (teknikoperatör)",null,"K2","Entreprenör","Faciliate och Advantum","PDF",null,"Driftcontroller",null,"Driftcontroller",null,true]
[null,"Mediaavtal, FJK, FJV, tappvatten, spillvatten, sprinkler, el etc",null,"K2","Projektledare","Faciliate och Advantum","PDF",null,"Driftcontroller",null,"Driftcontroller",null,true]
[null,"99 Säkerhet"]
[null,"Säkerhetsplan",null,"K3","Säkerhetskonsult","Advantum","DWG+PDF",null,"Strateg säkerhetssystem",null,"CAD/BIM",null,true]
[null,"Säkerhetsdokumentation",null,"K3","Säkerhetskonsult","Advantum","Word+PDF",null,"Strateg säkerhetssystem",null,"CAD/BIM",null,true]
[null,"5 Va-,Vvs-,Kyla"]
[null,"50 Sammansatt redovisning av va-,vvs-,kyl- och processmediesystem",null,null,null,null,null,null,null,null,null,"Används när flera vs-,vvs-system ritas sammansatt på samma handling"]
[null,"Objekts-/ planmodell, med layouter (inkl styrfiler)",null,"K2","VVS Konsult","Advantum","DWG+PDF",null,"Spec.VVS",null,"CAD/BIM",null,true]
[null,"Planritningar/installationsritningar",null,"K2","VVS Konsult","Advantum","PDF",null,"Spec.VVS",null,"CAD/BIM",null,true]
[null,"Sektioner/detaljer",null,"K2","VVS Konsult","Advantum","DWG+PDF",null,"Spec.VVS",null,"CAD/BIM",null,true]
[null,"Flödeschema/Principschema",null,"K2/K3","VVS Konsult","Advantum","DWG+PDF",null,"Spec.VVS",null,"CAD/BIM",null,true]
[null,"Översiktsschema",null,"K2/K3","VVS Konsult","Advantum","DWG+PDF",null,"Spec.VVS",null,"CAD/BIM","Enligt VVS bilaga 4",true]
[null,"Teknisk beskrivning VVS (Inkl.bilagor)",null,"K2/K3","VVS Konsult","Advantum","PDF",null,"Spec.VVS",null,"CAD/BIM",null,true]
[null,"Import Installationsdatabas ",null,"K2","VVS Konsult","Faciliate","Excel",null,"Teknikförvaltare",null,"Teknikförvaltare","Import till Faciliate",true]
[null,"Produktblad",null,"K1","Entreprenör","Advantum","PDF",null,"Spec.VVS",null,"CAD/BIM",null,true]
[null,"Ventilförteckning",null,"K2","Entreprenör","Advantum","Excel+PDF",null,"Driftcontroller",null,"CAD/BIM",null,true]
[null,"Tryckkärl, intyg första kontroll (Ramavtalat besiktningsorgan)",null,"K2","Entreprenör","Advantum","PDF",null,"Spec.VVS",null,"CAD/BIM",null,true]
[null,"51 VA m.m i mark utanför hus",null,null,null,null,null,null,null,null,null,"Vattenlednings-, avlopps-,fjärrvärme- och gasnät m.m"]
[null,"Situationsplaner, fjärrvärrme, fjärrkyla, inkommande vatten o dyl",null,"K2","VVS Konsult","Advantum","DWG+IFC",null,"Spec.VVS",null,"CAD/BIM",null,true]
[null,"Planritningar/installationsritningar",null,"K2","VVS Konsult","Advantum","PDF",null,"Spec.VVS",null,"CAD/BIM",null,true]
[null,"Sektioner/detaljer",null,"K2","VVS Konsult","Advantum","DWG+PDF",null,"Spec.VVS",null,"CAD/BIM",null,true]
[null,"Flödeschema/Principschema",null,"K2/K3","VVS Konsult","Advantum","DWG+PDF",null,"Spec.VVS",null,"CAD/BIM",null,true]
[null,"Översiktsschema",null,"K2/K3","VVS Konsult","Advantum","DWG+PDF",null,"Spec.VVS",null,"CAD/BIM","Enligt VVS bilaga 4",true]
[null,"Situationsplan",null,"K2/K3","VVS Konsult","Advantum","DWG+PDF",null,"Spec.VVS",null,"CAD/BIM",null,true]
[null,"Teknisk beskrivning (Inkl.bilagor)",null,"K2/K3","VVS Konsult","Advantum","PDF",null,"Spec.VVS",null,"CAD/BIM",null,true]
[null,"Import Installationsdatabas ",null,"K2","VVS Konsult","Faciliate","Excel",null,"Teknikförvaltare",null,"Teknikförvaltare","Import till Faciliate",true]
[null,"Produktblad",null,"K1","Entreprenör","Advantum","PDF",null,"Spec.VVS",null,"CAD/BIM",null,true]
[null,"Ventilförteckning",null,"K2","Entreprenör","Advantum","Excel+PDF",null,"Driftcontroller",null,"CAD/BIM",null,true]
[null,"51D Ledningssystem för fjärrvärme"]
[null,"Objekts-/ planmodell, med layouter (inkl styrfiler)",null,"K2","VVS Konsult","Advantum","DWG+IFC",null,"Spec.VVS",null,"CAD/BIM",null,true]
[null,"Planritningar/installationsritningar",null,"K2","VVS Konsult","Advantum","PDF",null,"Spec.VVS",null,"CAD/BIM",null,true]
[null,"Sektioner/detaljer",null,"K2","VVS Konsult","Advantum","DWG+PDF",null,"Spec.VVS",null,"CAD/BIM",null,true]
[null,"Flödesschema/Principschema",null,"K2/K3","VVS Konsult","Advantum","DWG+PDF",null,"Spec.VVS",null,"CAD/BIM",null,true]
[null,"Översiktsschema",null,"K2/K3","VVS Konsult","Advantum","DWG+PDF",null,"Spec.VVS",null,"CAD/BIM","Enligt VVS bilaga 4",true]
[null,"Situationsplan",null,"K2/K3","VVS Konsult","Advantum","DWG+PDF",null,"Spec.VVS",null,"CAD/BIM",null,true]
[null,"Import Installationsdatabas ",null,"K2","VVS Konsult","Faciliate","Excel",null,"Teknikförvaltare",null,"Teknikförvaltare","Import till Faciliate",true]
[null,"Produktblad",null,"K1","Entreprenör","Advantum","PDF",null,"Spec.VVS",null,"CAD/BIM",null,true]
[null,"Ventilförteckning",null,"K2","Entreprenör","Advantum","Excel+PDF",null,"Driftcontroller",null,"CAD/BIM",null,true]
[null,"51E Ledningssystem för fjärrkyla"]
[null,"Objekts-/ planmodell, med layouter (inkl styrfiler)",null,"K2","VVS Konsult","Advantum","DWG+IFC",null,"Spec.VVS",null,"CAD/BIM",null,true]
[null,"Planritningar/installationsritningar",null,"K2","VVS Konsult","Advantum","PDF",null,"Spec.VVS",null,"CAD/BIM",null,true]
[null,"Sektioner/detaljer",null,"K2","VVS Konsult","Advantum","DWG+PDF",null,"Spec.VVS",null,"CAD/BIM",null,true]
[null,"Flödesschema/Principschema",null,"K2/K3","VVS Konsult","Advantum","DWG+PDF",null,"Spec.VVS",null,"CAD/BIM",null,true]
[null,"Översiktsschema",null,"K2/K3","VVS Konsult","Advantum","DWG+PDF",null,"Spec.VVS",null,"CAD/BIM","Enligt VVS bilaga 4",true]
[null,"Situationsplan",null,"K2/K3","VVS Konsult","Advantum","DWG+PDF",null,"Spec.VVS",null,"CAD/BIM",null,true]
[null,"Import Installationsdatabas ",null,"K2","VVS Konsult","Faciliate","Excel",null,"Teknikförvaltare",null,"Teknikförvaltare","Import till Faciliate",true]
[null,"Produktblad",null,"K1","Entreprenör","Advantum","PDF",null,"Spec.VVS",null,"CAD/BIM",null,true]
[null,"Ventilförteckning",null,"K2","Entreprenör","Advantum","Excel+PDF",null,"Driftcontroller",null,"CAD/BIM",null,true]
[null,"52 Försörjningssystem",null,null,null,null,null,null,null,null,null,"Tappvatten, ånga, gas m.m"]
[null,"Objekts-/ planmodell, med layouter (inkl styrfiler)",null,"K2","VVS Konsult","Advantum","DWG+IFC",null,"Spec.VVS",null,"CAD/BIM",null,true]
[null,"Planritningar/installationsritningar",null,"K2","VVS Konsult","Advantum","PDF",null,"Spec.VVS",null,"CAD/BIM",null,true]
[null,"Sektioner/detaljer",null,"K2","VVS Konsult","Advantum","DWG+PDF",null,"Spec.VVS",null,"CAD/BIM",null,true]
[null,"Flödesschema/Principschema",null,"K2/K3","VVS Konsult","Advantum","DWG+PDF",null,"Spec.VVS",null,"CAD/BIM",null,true]
[null,"Översiktsschema",null,"K2/K3","VVS Konsult","Advantum","DWG+PDF",null,"Spec.VVS",null,"CAD/BIM","Enligt VVS bilaga 4",true]
[null,"Situationsplan",null,"K2/K3","VVS Konsult","Advantum","DWG+PDF",null,"Spec.VVS",null,"CAD/BIM",null,true]
[null,"Import Installationsdatabas ",null,"K2","VVS Konsult","Faciliate","Excel",null,"Teknikförvaltare",null,"Teknikförvaltare","Import till Faciliate",true]
[null,"Produktblad",null,"K1","Entreprenör","Advantum","PDF",null,"Spec.VVS",null,"CAD/BIM",null,true]
[null,"52B Tappvattensystem"]
[null,"Objekts-/ planmodell, med layouter (inkl styrfiler)",null,"K2","VVS Konsult","Advantum","DWG+IFC",null,"Spec.VVS",null,"CAD/BIM",null,true]
[null,"Planritningar/installationsritningar",null,"K2","VVS Konsult","Advantum","PDF",null,"Spec.VVS",null,"CAD/BIM",null,true]
[null,"Sektioner/detaljer",null,"K2","VVS Konsult","Advantum","DWG+PDF",null,"Spec.VVS",null,"CAD/BIM",null,true]
[null,"Flödesschema/Principschema",null,"K2/K3","VVS Konsult","Advantum","DWG+PDF",null,"Spec.VVS",null,"CAD/BIM",null,true]
[null,"Översiktsschema",null,"K2/K3","VVS Konsult","Advantum","DWG+PDF",null,"Spec.VVS",null,"CAD/BIM","Enligt VVS bilaga 4",true]
[null,"Import Installationsdatabas ",null,"K2","VVS Konsult","Faciliate","Excel",null,"Teknikförvaltare",null,"Teknikförvaltare","Import till Faciliate",true]
[null,"Produktblad",null,"K1","Entreprenör","Advantum","PDF",null,"Spec.VVS",null,"CAD/BIM",null,true]
[null,"Driftkort",null,"K2","Entreprenör","Advantum","DWG+PDF",null,"Spec.VVS",null,"CAD/BIM",null,true]
[null,"Ventilförteckning",null,"K2","Entreprenör","Advantum","Excel+PDF",null,"Driftcontroller",null,"CAD/BIM",null,true]
[null,"Funktionsbeskrivning med ev kriskoppling",null,"K2/K3","Entreprenör","Advantum","Word+PDF",null,"Spec.VVS",null,"CAD/BIM",null,true]
[null,"Injusteringsprotokoll VVC-krets",null,"K2","Entreprenör","Advantum & OVK centrum","Word+PDF",null,"Spec.VVS",null,"CAD/BIM",null,true]
[null,"52F Tryckluftssystem"]
[null,"Objekts-/ planmodell, med layouter (inkl styrfiler)",null,"K2","VVS Konsult","Advantum","DWG+IFC",null,"Spec.VVS",null,"CAD/BIM",null,true]
[null,"Planritningar/Installationsritningar",null,"K2","VVS Konsult","Advantum","PDF",null,"Spec.VVS",null,"CAD/BIM",null,true]
[null,"Sektioner/detaljer",null,"K2","VVS Konsult","Advantum","DWG+PDF",null,"Spec.VVS",null,"CAD/BIM",null,true]
[null,"Flödesschema/Principschema",null,"K2/K3","VVS Konsult","Advantum","DWG+PDF",null,"Spec.VVS",null,"CAD/BIM",null,true]
[null,"Översiktsschema",null,"K2/K3","VVS Konsult","Advantum","DWG+PDF",null,"Spec.VVS",null,"CAD/BIM","Enligt VVS bilaga 4",true]
[null,"Import Installationsdatabas ",null,"K2","VVS Konsult","Faciliate","Excel",null,"Teknikförvaltare",null,"Teknikförvaltare","Import till Faciliate",true]
[null,"Produktblad",null,"K1","Entreprenör","Advantum","PDF",null,"Spec.VVS",null,"CAD/BIM",null,true]
[null,"Driftkort",null,"K2","Styrkonsult","Advantum","DWG+PDF",null,"Spec.VVS",null,"CAD/BIM",null,true]
[null,"Ventilförteckning",null,"K2","Entreprenör","Advantum","Excel+PDF",null,"Spec.VVS",null,"CAD/BIM",null,true]
[null,"Besiktningsintyg samt riskbedömning och FLT-program av tryckkärl",null,"K2","Entreprenör","Faciliate","Word+PDF",null,"Spec.VVS",null,"CAD/BIM",null,true]
[null,"52HB System för Medicinsk gas"]
[null,"Objekts-/ planmodell, med layouter (inkl styrfiler)",null,"K2","VVS Konsult","Advantum","DWG+IFC",null,"Spec.Med gas",null,"CAD/BIM",null,true]
[null,"Planritningar/Installationsritningar",null,"K2","VVS Konsult","Advantum","PDF",null,"Spec.Med gas",null,"CAD/BIM",null,true]
[null,"Sektioner/detaljer",null,"K2","VVS Konsult","Advantum","DWG+PDF",null,"Spec.Med gas",null,"CAD/BIM",null,true]
[null,"Flödesschema/Principschema",null,"K2/K3","VVS Konsult","Advantum","DWG+PDF",null,"Spec.Med gas",null,"CAD/BIM",null,true]
[null,"Översiktsschema",null,"K2/K3","VVS Konsult","Advantum","DWG+PDF",null,"Spec.Med gas",null,"CAD/BIM","Enligt VVS bilaga 4",true]
[null,"Teknisk beskrivning VVS (Inkl.bilagor)",null,"K2/K3","VVS Konsult","Advantum","PDF",null,"Spec.Med gas",null,"CAD/BIM",null,true]
[null,"Import Installationsdatabas ",null,"K2","VVS Konsult","Faciliate","Excel",null,"Teknikförvaltare",null,"Teknikförvaltare","Import till Faciliate",true]
[null,"Produktblad",null,"K1","Entreprenör","Advantum","PDF",null,"Spec.Med gas",null,"CAD/BIM",null,true]
[null,"Driftkort",null,"K2","Styrkonsult","Advantum","DWG+PDF",null,"Spec.Med gas",null,"CAD/BIM",null,true]
[null,"Ventilförteckning",null,"K2","Entreprenör","Advantum","Excel+PDF",null,"Spec.Med gas",null,"CAD/BIM",null,true]
[null,"Protokoll säkerhetsbesiktning",null,"K2","Besiktningsorgan","REQS","PDF",null,"Spec.Med gas",null,"Besiktningsman",null,true]
[null,"Systembeskrivning",null,"K2/K3","Entreprenör","Advantum","Word+PDF",null,"Spec.Med gas",null,"CAD/BIM",null,true]
[null,"Besiktningsintyg samt riskbedömning och FLT-program av tryckkärl",null,"K2","Entreprenör","DHP","PDF",null,"Spec.Med gas",null,"CAD/BIM",null,true]
[null,"53 Sammansatt avloppsvattensystem m.m",null,null,null,null,null,null,null,null,null,"Används när flera avloppsvattensystem ritas sammansatt på samma handling"]
[null,"Objekts-/ planmodell, med layouter (inkl styrfiler)",null,"K2","VVS Konsult","Advantum","DWG+IFC",null,"Spec.VVS",null,"CAD/BIM",null,true]
[null,"Planritningar/Installationsritningar",null,"K2","VVS Konsult","Advantum","PDF",null,"Spec.VVS",null,"CAD/BIM",null,true]
[null,"Sektioner/detaljer",null,"K2","VVS Konsult","Advantum","DWG+PDF",null,"Spec.VVS",null,"CAD/BIM",null,true]
[null,"Flödesschema/Principschema",null,"K2/K3","VVS Konsult","Advantum","DWG+PDF",null,"Spec.VVS",null,"CAD/BIM",null,true]
[null,"Översiktsschema",null,"K2/K3","VVS Konsult","Advantum","DWG+PDF",null,"Spec.VVS",null,"CAD/BIM","Enligt VVS bilaga 4",true]
[null,"Import Installationsdatabas ",null,"K2","VVS Konsult","Faciliate","Excel",null,"Teknikförvaltare",null,"Teknikförvaltare","Import till Faciliate",true]
[null,"Produktblad",null,"K1","Entreprenör","Advantum","PDF",null,"Spec.VVS",null,"CAD/BIM",null,true]
[null,"Driftkort",null,"K2","Styrkonsult","Advantum","DWG+PDF",null,"Spec.VVS",null,"CAD/BIM",null,true]
[null,"Ventilförteckning",null,"K2","Entreprenör","Advantum","Excel+PDF",null,"Spec.VVS",null,"CAD/BIM",null,true]
[null,"54 Brandsläckningssystem",null,null,null,null,null,null,null,null,null,"Omfattar även Gassläcksystem och Brandpostsystem"]
[null,"Objekts-/ planmodell, med layouter (inkl styrfiler)",null,"K2","VVS Konsult","Advantum","DWG+IFC",null,"Strateg Brand/säkerhetssystem",null,"CAD/BIM",null,true]
[null,"Planritningar/Installationsritningar",null,"K2","VVS Konsult","Advantum","PDF",null,"Strateg Brand/säkerhetssystem",null,"CAD/BIM",null,true]
[null,"Sektioner/detaljer",null,"K2","VVS Konsult","Advantum","DWG+PDF",null,"Strateg Brand/säkerhetssystem",null,"CAD/BIM",null,true]
[null,"Flödesschema/Principschema",null,"K2/K3","VVS Konsult","Advantum","DWG+PDF",null,"Strateg Brand/säkerhetssystem",null,"CAD/BIM",null,true]
[null,"Översiktsschema",null,"K2/K3","VVS Konsult","Advantum","DWG+PDF",null,"Strateg Brand/säkerhetssystem",null,"CAD/BIM","Enligt VVS bilaga 4",true]
[null,"Teknisk beskrivning (Inkl.bilagor)",null,"K2/K3","VVS Konsult","Advantum","PDF",null,"Strateg Brand/säkerhetssystem",null,"CAD/BIM",null,true]
[null,"Kapacitetsberäkningar",null,"K2","VVS Konsult","Advantum","PDF",null,"Strateg Brand/säkerhetssystem",null,"CAD/BIM",null,true]
[null,"Kapacitetsprov",null,"K2","Entreprenör","Advantum","PDF",null,"Strateg Brand/säkerhetssystem",null,"CAD/BIM",null,true]
[null,"Import Installationsdatabas ",null,"K2","VVS Konsult","Faciliate","Excel",null,"Teknikförvaltare",null,"Teknikförvaltare","Import till Faciliate",true]
[null,"Produktblad",null,"K1","Entreprenör","Advantum","PDF",null,"Strateg Brand/säkerhetssystem",null,"CAD/BIM",null,true]
[null,"Systembeskrivning",null,"K2/K3","Konsult","Advantum","Word+PDF",null,"Strateg Brand/ säkerhetssystem",null,"CAD/BIM",null,true]
[null,"Vattenkarta",null,"K2","VVS Konsult","Advantum","Excel+PDF",null,"Strateg Brand/ säkerhetssystem",null,"CAD/BIM",null,true]
[null,"Driftkort",null,"K2","Styrkonsult","Advantum","DWG+PDF",null,"Strateg Brand/ säkerhetssystem",null,"CAD/BIM",null,true]
[null,"Anläggarintyg Gassläcksystem",null,"K2","Entreprenör","Advantum","PDF",null,"Strateg Brand/ säkerhetssystem",null,"CAD/BIM",null,true]
[null,"54B1 Vattenssläckningssystem - sprinklersystem"]
[null,"Objekts-/ planmodell, med layouter (inkl styrfiler)",null,"K2","VVS Konsult","Advantum","DWG+IFC",null,"Strateg Brand/säkerhetssystem",null,"CAD/BIM",null,true]
[null,"Planritningar/Installationsritningar",null,"K2","VVS Konsult","Advantum","PDF",null,"Strateg Brand/säkerhetssystem",null,"CAD/BIM",null,true]
[null,"Sektioner/detaljer",null,"K2","VVS Konsult","Advantum","DWG+PDF",null,"Strateg Brand/säkerhetssystem",null,"CAD/BIM",null,true]
[null,"Flödesschema/Principschema",null,"K2/K3","VVS Konsult","Advantum","DWG+PDF",null,"Strateg Brand/säkerhetssystem",null,"CAD/BIM",null,true]
[null,"Översiktsschema",null,"K2/K3","VVS Konsult","Advantum","DWG+PDF",null,"Strateg Brand/säkerhetssystem",null,"CAD/BIM","Enligt VVS bilaga 4",true]
[null,"Import Installationsdatabas ",null,"K2","VVS Konsult","Faciliate","Excel",null,"Teknikförvaltare",null,"Teknikförvaltare","Import till Faciliate",true]
[null,"Produktblad",null,"K1","Entreprenör","Advantum","PDF",null,"Strateg Brand/säkerhetssystem",null,"CAD/BIM",null,true]
[null,"Anläggarintyg Sprinkler",null,"K2","Entreprenör","Advantum","Word+PDF",null,"Strateg Brand/ säkerhetssystem",null,"CAD/BIM",null,true]
[null,"55 Kylsystem"]
[null,"Objekts-/ planmodell, med layouter (inkl styrfiler)",null,"K2","VVS Konsult","Advantum","DWG+IFC",null,"Spec.VVS",null,"CAD/BIM",null,true]
[null,"Planritningar",null,"K2","VVS Konsult","Advantum","PDF",null,"Spec.VVS",null,"CAD/BIM",null,true]
[null,"Sektioner/detaljer",null,"K2","VVS Konsult","Advantum","DWG+PDF",null,"Spec.VVS",null,"CAD/BIM",null,true]
[null,"Flödesschema/Principschema",null,"K2/K3","VVS Konsult","Advantum","DWG+PDF",null,"Spec.VVS",null,"CAD/BIM",null,true]
[null,"Översiktsschema",null,"K2/K3","VVS Konsult","Advantum","DWG+PDF",null,"Spec.VVS",null,"CAD/BIM","Enligt VVS bilaga 4",true]
[null,"Import Installationsdatabas ",null,"K2","VVS Konsult","Faciliate","Excel",null,"Teknikförvaltare",null,"Teknikförvaltare","Import till Faciliate",true]
[null,"Produktblad",null,"K1","Entreprenör","Advantum","PDF",null,"Spec.VVS",null,"CAD/BIM",null,true]
[null,"Driftkort",null,"K2","Styrkonsult","Advantum","DWG+PDF",null,"Spec.VVS",null,"CAD/BIM",null,true]
[null,"Ventilförteckning",null,"K2","Entreprenör","Advantum","Excel+PDF",null,"Spec.VVS",null,"CAD/BIM",null,true]
[null,"Systembeskrivning med ev kriskoppling",null,"K2/K3","VVS Konsult","Advantum","Word+PDF",null,"Spec.VVS",null,"CAD/BIM",null,true]
[null,"Injusteringsprotokoll",null,"K2","Entreprenör","Advantum & OVK centrum","Word+PDF",null,"Spec.VVS",null,"CAD/BIM",null,true]
[null,"Besiktningsintyg samt riskbedömning och FLT-program av tryckkärl",null,"K2","Besiktningsorgan","REQS","Databas",null,"Spec.VVS",null,"Besiktningsman",null,true]
[null,"56 Värmesystem"]
[null,"Objekts-/ planmodell, med layouter (inkl styrfiler)",null,"K2","VVS Konsult","Advantum","DWG+IFC",null,"Spec.VVS",null,"CAD/BIM",null,true]
[null,"Planritningar/Installationsritningar",null,"K2","VVS Konsult","Advantum","PDF",null,"Spec.VVS",null,"CAD/BIM",null,true]
[null,"Sektioner/detaljer",null,"K2","VVS Konsult","Advantum","DWG+PDF",null,"Spec.VVS",null,"CAD/BIM",null,true]
[null,"Flödesschema/Principschema",null,"K2/K3","VVS Konsult","Advantum","DWG+PDF",null,"Spec.VVS",null,"CAD/BIM",null,true]
[null,"Översiktsschema",null,"K2/K3","VVS Konsult","Advantum","DWG+PDF",null,"Spec.VVS",null,"CAD/BIM","Enligt VVS bilaga 4",true]
[null,"Import Installationsdatabas ",null,"K2","VVS Konsult","Faciliate","Excel",null,"Teknikförvaltare",null,"Teknikförvaltare","Import till Faciliate",true]
[null,"Produktblad",null,"K1","Entreprenör","Advantum","PDF",null,"Spec.VVS",null,"CAD/BIM",null,true]
[null,"Systembeskrivning med ev kriskoppling",null,"K2/K3","VVS Konsult","Advantum","Word+PDF",null,"Spec.VVS",null,"CAD/BIM",null,true]
[null,"Driftkort",null,"K2","Styrkonsult","Advantum","DWG+PDF",null,"Spec.VVS",null,"CAD/BIM",null,true]
[null,"Injusteringsprotokoll",null,"K2","Entreprenör","Advantum & OVK centrum","Word+PDF",null,"Spec.VVS",null,"CAD/BIM",null,true]
[null,"Ventilförteckning",null,"K2","Entreprenör","Advantum","Excel+PDF",null,"Driftcontroller",null,"CAD/BIM",null,true]
[null,"Besiktningsintyg samt riskbedömning och FLT-program av tryckkärl",null,"K2","Besiktningsorgan","REQS","Databas",null,"Spec.VVS",null,"Besiktningsman",null,true]
[null,"57 Luftbehandlingssystem"]
[null,"Objekts-/ planmodell, med layouter (inkl styrfiler)",null,"K2","VVS Konsult","Advantum","DWG+IFC",null,"Spec.VVS",null,"CAD/BIM",null,true]
[null,"Planritningar",null,"K2","VVS Konsult","Advantum","PDF",null,"Spec.VVS",null,"CAD/BIM",null,true]
[null,"Sektioner/detaljer",null,"K2","VVS Konsult","Advantum","DWG+PDF",null,"Spec.VVS",null,"CAD/BIM",null,true]
[null,"Flödesschema/Principschema",null,"K2/K3","VVS Konsult","Advantum","DWG+PDF",null,"Spec.VVS",null,"CAD/BIM",null,true]
[null,"Översiktsschema",null,"K2/K3","VVS Konsult","Advantum","DWG+PDF",null,"Spec.VVS",null,"CAD/BIM","Enligt VVS bilaga 4",true]
[null,"Teknisk beskrivning Vent (Inkl.bilagor)",null,"K2/K3","VVS Konsult","Advantum","PDF",null,"Spec.VVS",null,"CAD/BIM",null,true]
[null,"Import Installationsdatabas ",null,"K2","VVS Konsult","Faciliate","Excel",null,"Teknikförvaltare",null,"Teknikförvaltare","Import till Faciliate",true]
[null,"Produktblad",null,"K1","Entreprenör","Advantum","PDF",null,"Spec.VVS",null,"CAD/BIM",null,true]
[null,"Systembeskrivning",null,"K2/K3","VVS Konsult","Advantum","Word+PDF",null,"Spec.VVS",null,"CAD/BIM",null,true]
[null,"Driftkort",null,"K2","Styrkonsult","Advantum","DWG+PDF",null,"Spec.VVS",null,"CAD/BIM",null,true]
[null,"Injusteringsprotokoll",null,"K2","Entreprenör","Advantum & OVK centrum","Word+PDF",null,"Spec.VVS",null,"CAD/BIM",null,true]
[null,"Spjällförteckning",null,"K2","Entreprenör","Advantum","Excel+PDF",null,"Spec.VVS",null,"CAD/BIM",null,true]
[null,"OVK besiktningsprotokoll",null,"K2","Besiktningsorgan","REQS","Databas",null,"Spec.VVS",null,"Besiktningsman",null,true]
[null,"OVK besiktningsprotokoll",null,"K2","Projektledare","Advantum","PDF",null,"Spec.VVS",null,"Projektledare",null,true]
[null,"6 El- och telesystem"]
[null,"60 Sammansatt redovisning av el- och telesystem",null,null,null,null,null,null,null,null,null,"Används när flera elsystem ritas sammansatt på samma handling"]
[null,"Objekts-/ planmodell, med layouter (inkl styrfiler)",null,"K2/K3","El Konsult","Advantum","DWG+IFC",null,"Elsäkerhetsansvarig",null,"CAD/BIM",null,true]
[null,"Planritningar/Installationsritningar",null,"K2/K3","El Konsult","Advantum","PDF",null,"Elsäkerhetsansvarig",null,"CAD/BIM",null,true]
[null,"Huvudledningsschema",null,"K2/K3","El Konsult","Advantum","DWG+IFC",null,"Elsäkerhetsansvarig",null,"CAD/BIM",null,true]
[null,"Enlinjeschema/ Centralredovisning",null,"K2/K3","El Konsult","Advantum","DWG+IFC",null,"Elsäkerhetsansvarig",null,"CAD/BIM",null,true]
[null,"Teknisk beskrivning El",null,"K2/K3","El Konsult","Advantum","PDF",null,"Elsäkerhetsansvarig",null,"CAD/BIM",null,true]
[null,"Import Installationsdatabas ",null,"K2","El Konsult","Faciliate","Excel",null,"Teknikförvaltare",null,"Teknikförvaltare","Import till Faciliate",true]
[null,"Produktblad",null,"K1","Entreprenör","Advantum","PDF",null,"Elsäkerhetsansvarig",null,"CAD/BIM",null,true]
[null,"Stycklista A /Apparatlista",null,"K2/K3","El Konsult","Advantum","PDF",null,"Elsäkerhetsansvarig",null,"CAD/BIM",null,true]
[null,"Funktionsbeskrivning",null,"K2/K3","El Konsult","Advantum","PDF",null,"Elsäkerhetsansvarig",null,"CAD/BIM",null,true]
[null,"Objekts-/ planmodell, med layouter (inkl styrfiler)",null,"K2","El Konsult","Advantum","DWG+IFC",null,"Elsäkerhetsansvarig",null,"CAD/BIM",null,true]
[null,"Huvudledningsschema",null,"K2/K3","El Konsult","Advantum","DWG+PDF",null,"Elsäkerhetsansvarig",null,"CAD/BIM",null,true]
[null,"Gruppschema (Orienterande ritning)",null,"K2","El Konsult","Advantum","DWG+PDF",null,"Elsäkerhetsansvarig",null,"CAD/BIM","Skapas endast om inte schema skapas gemensamt för 63 eller 63B",true]
[null,"Produktblad",null,"K1","Entreprenör","Advantum","PDF",null,"Elsäkerhetsansvarig",null,"CAD/BIM",null,true]
[null,"Objekts-/ planmodell, med layouter (inkl styrfiler)",null,"K2","El Konsult","Advantum","DWG+IFC",null,"Elsäkerhetsansvarig",null,"CAD/BIM",null,true]
[null,"Gruppschema (Orienterande ritning)",null,"K2","El Konsult","Advantum","DWG+PDF",null,"Elsäkerhetsansvarig",null,"CAD/BIM","Skapas endast om 63B schema inte finns",true]
[null,"Kretsschema",null,"K3","El Konsult","Advantum","DWG alt. Excel",null,"Elsäkerhetsansvarig",null,"CAD/BIM",null,true]
[null,"Kretsschema",null,"K3","El Konsult","Advantum","DWG alt. Excel",null,"Elsäkerhetsansvarig",null,"CAD/BIM",null,true]
[null,"Produktblad",null,"K1","Entreprenör","Advantum","PDF",null,"Elsäkerhetsansvarig",null,"CAD/BIM",null,true]
[null,"Import Installationsdatabas ",null,"K2","Tele Konsult","Faciliate","Excel",null,"Teknikförvaltare",null,"Teknikförvaltare","Import till Faciliate",true]
[null,"Dispositionsritning",null,"K2/K3","Tele Konsult","Advantum","DWG+PDF",null,"Spec.Fastighetsnät",null,"CAD/BIM",null,true]
[null,"Produktblad",null,"K1","Entreprenör","Advantum","PDF",null,"Spec.Fastighetsnät",null,"CAD/BIM",null,true]
[null,"Monteringsritning",null,"K2","Tele Konsult","Elkoda","Elkoda databas",null,"Spec.Fastighetsnät",null,"Tele Konsult",null,true]
[null,"provningsprotokoll (Mätprotokoll)",null,"K2","Entreprenör","DHP","FLW+PDF",null,"Spec.Fastighetsnät",null,"Spec.Fastighetsnät",null,true]
[null,"Orienteringsritning",null,"K3","Tele Konsult","Advantum","DWG+PDF",null,"Strateg Brand/säkerhetssystem",null,"CAD/BIM",null,true]
[null,"Anläggningsbeskrivning",null,"K2","Tele Konsult","Advantum","PDF",null,"Strateg Brand/säkerhetssystem",null,"CAD/BIM",null,true]
[null,"Plintkort",null,"K2","Tele Konsult","Elkoda","Elkoda databas",null,"Strateg Brand/säkerhetssystem",null,"Tele Konsult",null,true]
[null,"Serviceritning",null,"K3","Tele Konsult","Advantum","DWG+PDF",null,"Strateg säkerhetssystem",null,"CAD/BIM",null,true]
[null,"Produktblad",null,"K3","Entreprenör","Advantum","PDF",null,"Strateg säkerhetssystem",null,"CAD/BIM",null,true]
[null,"Strömförbrukningsberäkning",null,"K2","Tele Konsult","Advantum","Excel/word + PDF",null,"Strateg säkerhetssystem",null,"Tele Konsult",null,true]
[null,"Stycklista /Apparatlista",null,"K2","Tele Konsult","Elkoda","Elkoda databas",null,"Strateg säkerhetssystem",null,"Tele Konsult",null,true,null,null,null,null,null,null,null,null,null,null,null,null,null,null,null,null,null,null,null,null,null,null,null,null,null,null,null,null,null,null,null,null,null,null,null,null,null,null,null,null,null,null,null,null,null,null,null,null,null,null,null,null,null,null,null,null,null,null,null,null,null,null,null,null,null,null,null,null,null,null,null,null,null,null,null,null,null,null,null,null,null,null,null,null,null,null,null,null,null,null,null,null,null,null,null,null,null,null,null,null,null,null,null,null,null,null,null,null,null,null,null,null,null,null,null,null,null,null,null,null,null,null,null,null,null,null,null,null,null,null,null,null,null,null,null,null,null,null,null,null,null,null,null,null,null,null,null,null,null,null,null,null,null,null,null,null,null,null,null,null,null,null,null,null,null,{"$f":"FW459","v":0},0,0,0,0,0,0,0,0,0,0,0,0,0,0,0,0,0,0,0,0,0,0,0,0,0,0,0,0,0,0,0,0,0,0,0,0,0,0,0,0,0,0,0,0,0,0,0,0,0,0,0,0,0,0,0,0,0,0,0,0,0,0,0,{"$f":"II459","v":0},0,0,0,0,0,0,0,0,0,0,0,0,0,0,0,0,0,0,0,0,0,0,0,0,0,0,0,0,0,0,0,0,0,0,0,0,0,0,0,0,0,0,0,0,0,0,0,0,0,0,0,0,0,0,0,0,0,0,0,0,0,0,0,{"$f":"KU459","v":0},0,0,0,0,0,0,0,0,0,0,0,0,0,0,0,0,0,0,0,0,0,0,0,0,0,0,0,0,0,0,0,0,0,0,0,0,0,0,0,0,0,0,0,0,0,0,0,0,0,0,0,0,0,0,0,0,0,0,0,0,0,0,0,{"$f":"NG459","v":0},0,0,0,0,0,0,0,0,0,0,0,0,0,0,0,0,0,0,0,0,0,0,0,0,0,0,0,0,0,0,0,0,0,0,0,0,0,0,0,0,0,0,0,0,0,0,0,0,0,0,0,0,0,0,0,0,0,0,0,0,0,0,0,{"$f":"PS459","v":0},0,0,0,0,0,0,0,0,0,0,0,0,0,0,0,0,0,0,0,0,0,0,0,0,0,0,0,0,0,0,0,0,0,0,0,0,0,0,0,0,0,0,0,0,0,0,0,0,0,0,0,0,0,0,0,0,0,0,0,0,0,0,0,{"$f":"SE459","v":0},0,0,0,0,0,0,0,0,0,0,0,0,0,0,0,0,0,0,0,0,0,0,0,0,0,0,0,0,0,0,0,0,0,0,0,0,0,0,0,0,0,0,0,0,0,0,0,0,0,0,0,0,0,0,0,0,0,0,0,0,0,0,0,{"$f":"UQ459","v":0},0,0,0,0,0,0,0,0,0,0,0,0,0,0,0,0,0,0,0,0,0,0,0,0,0,0,0,0,0,0,0,0,0,0,0,0,0,0,0,0,0,0,0,0,0,0,0,0,0,0,0,0,0,0,0,0,0,0,0,0,0,0,0,{"$f":"XC459","v":0},0,0,0,0,0,0,0,0,0,0,0,0,0,0,0,0,0,0,0,0,0,0,0,0,0,0,0,0,0,0,0,0,0,0,0,0,0,0,0,0,0,0,0,0,0,0,0,0,0,0,0,0,0,0,0,0,0,0,0,0,0,0,0,{"$f":"ZO459","v":0},0,0,0,0,0,0,0,0,0,0,0,0,0,0,0,0,0,0,0,0,0,0,0,0,0,0,0,0,0,0,0,0,0,0,0,0,0,0,0,0,0,0,0,0,0,0,0,0,0,0,0,0,0,0,0,0,0,0,0,0,0,0,0,{"$f":"ACA459","v":0},0,0,0,0,0,0,0,0,0,0,0,0,0,0,0,0,0,0,0,0,0,0,0,0,0,0,0,0,0,0,0,0,0,0,0,0,0,0,0,0,0,0,0,0,0,0,0,0,0,0,0,0,0,0,0,0,0,0,0,0,0,0,0,{"$f":"AEM459","v":0},0,0,0,0,0,0,0,0,0,0,0,0,0,0,0,0,0,0,0,0,0,0,0,0,0,0,0,0,0,0,0,0,0,0,0,0,0,0,0,0,0,0,0,0,0,0,0,0,0,0,0,0,0,0,0,0,0,0,0,0,0,0,0,{"$f":"AGY459","v":0},0,0,0,0,0,0,0,0,0,0,0,0,0,0,0,0,0,0,0,0,0,0,0,0,0,0,0,0,0,0,0,0,0,0,0,0,0,0,0,0,0,0,0,0,0,0,0,0,0,0,0,0,0,0,0,0,0,0,0,0,0,0,0,{"$f":"AJK459","v":0},0,0,0,0,0,0,0,0,0,0,0,0,0,0,0,0,0,0,0,0,0,0,0,0,0,0,0,0,0,0,0,0,0,0,0,0,0,0,0,0,0,0,0,0,0,0,0,0,0,0,0,0,0,0,0,0,0,0,0,0,0,0,0,{"$f":"ALW459","v":0},0,0,0,0,0,0,0,0,0,0,0,0,0,0,0,0,0,0,0,0,0,0,0,0,0,0,0,0,0,0,0,0,0,0,0,0,0,0,0,0,0,0,0,0,0,0,0,0,0,0,0,0,0,0,0,0,0,0,0,0,0,0,0,{"$f":"AOI459","v":0},0,0,0,0,0,0,0,0,0,0,0,0,0,0,0,0,0,0,0,0,0,0,0,0,0,0,0,0,0,0,0,0,0,0,0,0,0,0,0,0,0,0,0,0,0,0,0,0,0,0,0,0,0,0,0,0,0,0,0,0,0,0,0,{"$f":"AQU459","v":0},0,0,0,0,0,0,0,0,0,0,0,0,0,0,0,0,0,0,0,0,0,0,0,0,0,0,0,0,0,0,0,0,0,0,0,0,0,0,0,0,0,0,0,0,0,0,0,0,0,0,0,0,0,0,0,0,0,0,0,0,0,0,0,{"$f":"ATG459","v":0},0,0,0,0,0,0,0,0,0,0,0,0,0,0,0,0,0,0,0,0,0,0,0,0,0,0,0,0,0,0,0,0,0,0,0,0,0,0,0,0,0,0,0,0,0,0,0,0,0,0,0,0,0,0,0,0,0,0,0,0,0,0,0,{"$f":"AVS459","v":0},0,0,0,0,0,0,0,0,0,0,0,0,0,0,0,0,0,0,0,0,0,0,0,0,0,0,0,0,0,0,0,0,0,0,0,0,0,0,0,0,0,0,0,0,0,0,0,0,0,0,0,0,0,0,0,0,0,0,0,0,0,0,0,{"$f":"AYE459","v":0},0,0,0,0,0,0,0,0,0,0,0,0,0,0,0,0,0,0,0,0,0,0,0,0,0,0,0,0,0,0,0,0,0,0,0,0,0,0,0,0,0,0,0,0,0,0,0,0,0,0,0,0,0,0,0,0,0,0,0,0,0,0,0,{"$f":"BAQ459","v":0},0,0,0,0,0,0,0,0,0,0,0,0,0,0,0,0,0,0,0,0,0,0,0,0,0,0,0,0,0,0,0,0,0,0,0,0,0,0,0,0,0,0,0,0,0,0,0,0,0,0,0,0,0,0,0,0,0,0,0,0,0,0,0,{"$f":"BDC459","v":0},0,0,0,0,0,0,0,0,0,0,0,0,0,0,0,0,0,0,0,0,0,0,0,0,0,0,0,0,0,0,0,0,0,0,0,0,0,0,0,0,0,0,0,0,0,0,0,0,0,0,0,0,0,0,0,0,0,0,0,0,0,0,0,{"$f":"BFO459","v":0},0,0,0,0,0,0,0,0,0,0,0,0,0,0,0,0,0,0,0,0,0,0,0,0,0,0,0,0,0,0,0,0,0,0,0,0,0,0,0,0,0,0,0,0,0,0,0,0,0,0,0,0,0,0,0,0,0,0,0,0,0,0,0,{"$f":"BIA459","v":0},0,0,0,0,0,0,0,0,0,0,0,0,0,0,0,0,0,0,0,0,0,0,0,0,0,0,0,0,0,0,0,0,0,0,0,0,0,0,0,0,0,0,0,0,0,0,0,0,0,0,0,0,0,0,0,0,0,0,0,0,0,0,0,{"$f":"BKM459","v":0},0,0,0,0,0,0,0,0,0,0,0,0,0,0,0,0,0,0,0,0,0,0,0,0,0,0,0,0,0,0,0,0,0,0,0,0,0,0,0,0,0,0,0,0,0,0,0,0,0,0,0,0,0,0,0,0,0,0,0,0,0,0,0,{"$f":"BMY459","v":0},0,0,0,0,0,0,0,0,0,0,0,0,0,0,0,0,0,0,0,0,0,0,0,0,0,0,0,0,0,0,0,0,0,0,0,0,0,0,0,0,0,0,0,0,0,0,0,0,0,0,0,0,0,0,0,0,0,0,0,0,0,0,0,{"$f":"BPK459","v":0},0,0,0,0,0,0,0,0,0,0,0,0,0,0,0,0,0,0,0,0,0,0,0,0,0,0,0,0,0,0,0,0,0,0,0,0,0,0,0,0,0,0,0,0,0,0,0,0,0,0,0,0,0,0,0,0,0,0,0,0,0,0,0,{"$f":"BRW459","v":0},0,0,0,0,0,0,0,0,0,0,0,0,0,0,0,0,0,0,0,0,0,0,0,0,0,0,0,0,0,0,0,0,0,0,0,0,0,0,0,0,0,0,0,0,0,0,0,0,0,0,0,0,0,0,0,0,0,0,0,0,0,0,0,{"$f":"BUI459","v":0},0,0,0,0,0,0,0,0,0,0,0,0,0,0,0,0,0,0,0,0,0,0,0,0,0,0,0,0,0,0,0,0,0,0,0,0,0,0,0,0,0,0,0,0,0,0,0,0,0,0,0,0,0,0,0,0,0,0,0,0,0,0,0,{"$f":"BWU459","v":0},0,0,0,0,0,0,0,0,0,0,0,0,0,0,0,0,0,0,0,0,0,0,0,0,0,0,0,0,0,0,0,0,0,0,0,0,0,0,0,0,0,0,0,0,0,0,0,0,0,0,0,0,0,0,0,0,0,0,0,0,0,0,0,{"$f":"BZG459","v":0},0,0,0,0,0,0,0,0,0,0,0,0,0,0,0,0,0,0,0,0,0,0,0,0,0,0,0,0,0,0,0,0,0,0,0,0,0,0,0,0,0,0,0,0,0,0,0,0,0,0,0,0,0,0,0,0,0,0,0,0,0,0,0,{"$f":"CBS459","v":0},0,0,0,0,0,0,0,0,0,0,0,0,0,0,0,0,0,0,0,0,0,0,0,0,0,0,0,0,0,0,0,0,0,0,0,0,0,0,0,0,0,0,0,0,0,0,0,0,0,0,0,0,0,0,0,0,0,0,0,0,0,0,0,{"$f":"CEE459","v":0},0,0,0,0,0,0,0,0,0,0,0,0,0,0,0,0,0,0,0,0,0,0,0,0,0,0,0,0,0,0,0,0,0,0,0,0,0,0,0,0,0,0,0,0,0,0,0,0,0,0,0,0,0,0,0,0,0,0,0,0,0,0,0,{"$f":"CGQ459","v":0},0,0,0,0,0,0,0,0,0,0,0,0,0,0,0,0,0,0,0,0,0,0,0,0,0,0,0,0,0,0,0,0,0,0,0,0,0,0,0,0,0,0,0,0,0,0,0,0,0,0,0,0,0,0,0,0,0,0,0,0,0,0,0,{"$f":"CJC459","v":0},0,0,0,0,0,0,0,0,0,0,0,0,0,0,0,0,0,0,0,0,0,0,0,0,0,0,0,0,0,0,0,0,0,0,0,0,0,0,0,0,0,0,0,0,0,0,0,0,0,0,0,0,0,0,0,0,0,0,0,0,0,0,0,{"$f":"CLO459","v":0},0,0,0,0,0,0,0,0,0,0,0,0,0,0,0,0,0,0,0,0,0,0,0,0,0,0,0,0,0,0,0,0,0,0,0,0,0,0,0,0,0,0,0,0,0,0,0,0,0,0,0,0,0,0,0,0,0,0,0,0,0,0,0,{"$f":"COA459","v":0},0,0,0,0,0,0,0,0,0,0,0,0,0,0,0,0,0,0,0,0,0,0,0,0,0,0,0,0,0,0,0,0,0,0,0,0,0,0,0,0,0,0,0,0,0,0,0,0,0,0,0,0,0,0,0,0,0,0,0,0,0,0,0,{"$f":"CQM459","v":0},0,0,0,0,0,0,0,0,0,0,0,0,0,0,0,0,0,0,0,0,0,0,0,0,0,0,0,0,0,0,0,0,0,0,0,0,0,0,0,0,0,0,0,0,0,0,0,0,0,0,0,0,0,0,0,0,0,0,0,0,0,0,0,{"$f":"CSY459","v":0},0,0,0,0,0,0,0,0,0,0,0,0,0,0,0,0,0,0,0,0,0,0,0,0,0,0,0,0,0,0,0,0,0,0,0,0,0,0,0,0,0,0,0,0,0,0,0,0,0,0,0,0,0,0,0,0,0,0,0,0,0,0,0,{"$f":"CVK459","v":0},0,0,0,0,0,0,0,0,0,0,0,0,0,0,0,0,0,0,0,0,0,0,0,0,0,0,0,0,0,0,0,0,0,0,0,0,0,0,0,0,0,0,0,0,0,0,0,0,0,0,0,0,0,0,0,0,0,0,0,0,0,0,0,{"$f":"CXW459","v":0},0,0,0,0,0,0,0,0,0,0,0,0,0,0,0,0,0,0,0,0,0,0,0,0,0,0,0,0,0,0,0,0,0,0,0,0,0,0,0,0,0,0,0,0,0,0,0,0,0,0,0,0,0,0,0,0,0,0,0,0,0,0,0,{"$f":"DAI459","v":0},0,0,0,0,0,0,0,0,0,0,0,0,0,0,0,0,0,0,0,0,0,0,0,0,0,0,0,0,0,0,0,0,0,0,0,0,0,0,0,0,0,0,0,0,0,0,0,0,0,0,0,0,0,0,0,0,0,0,0,0,0,0,0,{"$f":"DCU459","v":0},0,0,0,0,0,0,0,0,0,0,0,0,0,0,0,0,0,0,0,0,0,0,0,0,0,0,0,0,0,0,0,0,0,0,0,0,0,0,0,0,0,0,0,0,0,0,0,0,0,0,0,0,0,0,0,0,0,0,0,0,0,0,0,{"$f":"DFG459","v":0},0,0,0,0,0,0,0,0,0,0,0,0,0,0,0,0,0,0,0,0,0,0,0,0,0,0,0,0,0,0,0,0,0,0,0,0,0,0,0,0,0,0,0,0,0,0,0,0,0,0,0,0,0,0,0,0,0,0,0,0,0,0,0,{"$f":"DHS459","v":0},0,0,0,0,0,0,0,0,0,0,0,0,0,0,0,0,0,0,0,0,0,0,0,0,0,0,0,0,0,0,0,0,0,0,0,0,0,0,0,0,0,0,0,0,0,0,0,0,0,0,0,0,0,0,0,0,0,0,0,0,0,0,0,{"$f":"DKE459","v":0},0,0,0,0,0,0,0,0,0,0,0,0,0,0,0,0,0,0,0,0,0,0,0,0,0,0,0,0,0,0,0,0,0,0,0,0,0,0,0,0,0,0,0,0,0,0,0,0,0,0,0,0,0,0,0,0,0,0,0,0,0,0,0,{"$f":"DMQ459","v":0},0,0,0,0,0,0,0,0,0,0,0,0,0,0,0,0,0,0,0,0,0,0,0,0,0,0,0,0,0,0,0,0,0,0,0,0,0,0,0,0,0,0,0,0,0,0,0,0,0,0,0,0,0,0,0,0,0,0,0,0,0,0,0,{"$f":"DPC459","v":0},0,0,0,0,0,0,0,0,0,0,0,0,0,0,0,0,0,0,0,0,0,0,0,0,0,0,0,0,0,0,0,0,0,0,0,0,0,0,0,0,0,0,0,0,0,0,0,0,0,0,0,0,0,0,0,0,0,0,0,0,0,0,0,{"$f":"DRO459","v":0},0,0,0,0,0,0,0,0,0,0,0,0,0,0,0,0,0,0,0,0,0,0,0,0,0,0,0,0,0,0,0,0,0,0,0,0,0,0,0,0,0,0,0,0,0,0,0,0,0,0,0,0,0,0,0,0,0,0,0,0,0,0,0,{"$f":"DUA459","v":0},0,0,0,0,0,0,0,0,0,0,0,0,0,0,0,0,0,0,0,0,0,0,0,0,0,0,0,0,0,0,0,0,0,0,0,0,0,0,0,0,0,0,0,0,0,0,0,0,0,0,0,0,0,0,0,0,0,0,0,0,0,0,0,{"$f":"DWM459","v":0},0,0,0,0,0,0,0,0,0,0,0,0,0,0,0,0,0,0,0,0,0,0,0,0,0,0,0,0,0,0,0,0,0,0,0,0,0,0,0,0,0,0,0,0,0,0,0,0,0,0,0,0,0,0,0,0,0,0,0,0,0,0,0,{"$f":"DYY459","v":0},0,0,0,0,0,0,0,0,0,0,0,0,0,0,0,0,0,0,0,0,0,0,0,0,0,0,0,0,0,0,0,0,0,0,0,0,0,0,0,0,0,0,0,0,0,0,0,0,0,0,0,0,0,0,0,0,0,0,0,0,0,0,0,{"$f":"EBK459","v":0},0,0,0,0,0,0,0,0,0,0,0,0,0,0,0,0,0,0,0,0,0,0,0,0,0,0,0,0,0,0,0,0,0,0,0,0,0,0,0,0,0,0,0,0,0,0,0,0,0,0,0,0,0,0,0,0,0,0,0,0,0,0,0,{"$f":"EDW459","v":0},0,0,0,0,0,0,0,0,0,0,0,0,0,0,0,0,0,0,0,0,0,0,0,0,0,0,0,0,0,0,0,0,0,0,0,0,0,0,0,0,0,0,0,0,0,0,0,0,0,0,0,0,0,0,0,0,0,0,0,0,0,0,0,{"$f":"EGI459","v":0},0,0,0,0,0,0,0,0,0,0,0,0,0,0,0,0,0,0,0,0,0,0,0,0,0,0,0,0,0,0,0,0,0,0,0,0,0,0,0,0,0,0,0,0,0,0,0,0,0,0,0,0,0,0,0,0,0,0,0,0,0,0,0,{"$f":"EIU459","v":0},0,0,0,0,0,0,0,0,0,0,0,0,0,0,0,0,0,0,0,0,0,0,0,0,0,0,0,0,0,0,0,0,0,0,0,0,0,0,0,0,0,0,0,0,0,0,0,0,0,0,0,0,0,0,0,0,0,0,0,0,0,0,0,{"$f":"ELG459","v":0},0,0,0,0,0,0,0,0,0,0,0,0,0,0,0,0,0,0,0,0,0,0,0,0,0,0,0,0,0,0,0,0,0,0,0,0,0,0,0,0,0,0,0,0,0,0,0,0,0,0,0,0,0,0,0,0,0,0,0,0,0,0,0,{"$f":"ENS459","v":0},0,0,0,0,0,0,0,0,0,0,0,0,0,0,0,0,0,0,0,0,0,0,0,0,0,0,0,0,0,0,0,0,0,0,0,0,0,0,0,0,0,0,0,0,0,0,0,0,0,0,0,0,0,0,0,0,0,0,0,0,0,0,0,{"$f":"EQE459","v":0},0,0,0,0,0,0,0,0,0,0,0,0,0,0,0,0,0,0,0,0,0,0,0,0,0,0,0,0,0,0,0,0,0,0,0,0,0,0,0,0,0,0,0,0,0,0,0,0,0,0,0,0,0,0,0,0,0,0,0,0,0,0,0,{"$f":"ESQ459","v":0},0,0,0,0,0,0,0,0,0,0,0,0,0,0,0,0,0,0,0,0,0,0,0,0,0,0,0,0,0,0,0,0,0,0,0,0,0,0,0,0,0,0,0,0,0,0,0,0,0,0,0,0,0,0,0,0,0,0,0,0,0,0,0,{"$f":"EVC459","v":0},0,0,0,0,0,0,0,0,0,0,0,0,0,0,0,0,0,0,0,0,0,0,0,0,0,0,0,0,0,0,0,0,0,0,0,0,0,0,0,0,0,0,0,0,0,0,0,0,0,0,0,0,0,0,0,0,0,0,0,0,0,0,0,{"$f":"EXO459","v":0},0,0,0,0,0,0,0,0,0,0,0,0,0,0,0,0,0,0,0,0,0,0,0,0,0,0,0,0,0,0,0,0,0,0,0,0,0,0,0,0,0,0,0,0,0,0,0,0,0,0,0,0,0,0,0,0,0,0,0,0,0,0,0,{"$f":"FAA459","v":0},0,0,0,0,0,0,0,0,0,0,0,0,0,0,0,0,0,0,0,0,0,0,0,0,0,0,0,0,0,0,0,0,0,0,0,0,0,0,0,0,0,0,0,0,0,0,0,0,0,0,0,0,0,0,0,0,0,0,0,0,0,0,0,{"$f":"FCM459","v":0},0,0,0,0,0,0,0,0,0,0,0,0,0,0,0,0,0,0,0,0,0,0,0,0,0,0,0,0,0,0,0,0,0,0,0,0,0,0,0,0,0,0,0,0,0,0,0,0,0,0,0,0,0,0,0,0,0,0,0,0,0,0,0,{"$f":"FEY459","v":0},0,0,0,0,0,0,0,0,0,0,0,0,0,0,0,0,0,0,0,0,0,0,0,0,0,0,0,0,0,0,0,0,0,0,0,0,0,0,0,0,0,0,0,0,0,0,0,0,0,0,0,0,0,0,0,0,0,0,0,0,0,0,0,{"$f":"FHK459","v":0},0,0,0,0,0,0,0,0,0,0,0,0,0,0,0,0,0,0,0,0,0,0,0,0,0,0,0,0,0,0,0,0,0,0,0,0,0,0,0,0,0,0,0,0,0,0,0,0,0,0,0,0,0,0,0,0,0,0,0,0,0,0,0,{"$f":"FJW459","v":0},0,0,0,0,0,0,0,0,0,0,0,0,0,0,0,0,0,0,0,0,0,0,0,0,0,0,0,0,0,0,0,0,0,0,0,0,0,0,0,0,0,0,0,0,0,0,0,0,0,0,0,0,0,0,0,0,0,0,0,0,0,0,0,{"$f":"FMI459","v":0},0,0,0,0,0,0,0,0,0,0,0,0,0,0,0,0,0,0,0,0,0,0,0,0,0,0,0,0,0,0,0,0,0,0,0,0,0,0,0,0,0,0,0,0,0,0,0,0,0,0,0,0,0,0,0,0,0,0,0,0,0,0,0,{"$f":"FOU459","v":0},0,0,0,0,0,0,0,0,0,0,0,0,0,0,0,0,0,0,0,0,0,0,0,0,0,0,0,0,0,0,0,0,0,0,0,0,0,0,0,0,0,0,0,0,0,0,0,0,0,0,0,0,0,0,0,0,0,0,0,0,0,0,0,{"$f":"FRG459","v":0},0,0,0,0,0,0,0,0,0,0,0,0,0,0,0,0,0,0,0,0,0,0,0,0,0,0,0,0,0,0,0,0,0,0,0,0,0,0,0,0,0,0,0,0,0,0,0,0,0,0,0,0,0,0,0,0,0,0,0,0,0,0,0,{"$f":"FTS459","v":0},0,0,0,0,0,0,0,0,0,0,0,0,0,0,0,0,0,0,0,0,0,0,0,0,0,0,0,0,0,0,0,0,0,0,0,0,0,0,0,0,0,0,0,0,0,0,0,0,0,0,0,0,0,0,0,0,0,0,0,0,0,0,0,{"$f":"FWE459","v":0},0,0,0,0,0,0,0,0,0,0,0,0,0,0,0,0,0,0,0,0,0,0,0,0,0,0,0,0,0,0,0,0,0,0,0,0,0,0,0,0,0,0,0,0,0,0,0,0,0,0,0,0,0,0,0,0,0,0,0,0,0,0,0,{"$f":"FYQ459","v":0},0,0,0,0,0,0,0,0,0,0,0,0,0,0,0,0,0,0,0,0,0,0,0,0,0,0,0,0,0,0,0,0,0,0,0,0,0,0,0,0,0,0,0,0,0,0,0,0,0,0,0,0,0,0,0,0,0,0,0,0,0,0,0,{"$f":"GBC459","v":0},0,0,0,0,0,0,0,0,0,0,0,0,0,0,0,0,0,0,0,0,0,0,0,0,0,0,0,0,0,0,0,0,0,0,0,0,0,0,0,0,0,0,0,0,0,0,0,0,0,0,0,0,0,0,0,0,0,0,0,0,0,0,0,{"$f":"GDO459","v":0},0,0,0,0,0,0,0,0,0,0,0,0,0,0,0,0,0,0,0,0,0,0,0,0,0,0,0,0,0,0,0,0,0,0,0,0,0,0,0,0,0,0,0,0,0,0,0,0,0,0,0,0,0,0,0,0,0,0,0,0,0,0,0,{"$f":"GGA459","v":0},0,0,0,0,0,0,0,0,0,0,0,0,0,0,0,0,0,0,0,0,0,0,0,0,0,0,0,0,0,0,0,0,0,0,0,0,0,0,0,0,0,0,0,0,0,0,0,0,0,0,0,0,0,0,0,0,0,0,0,0,0,0,0,{"$f":"GIM459","v":0},0,0,0,0,0,0,0,0,0,0,0,0,0,0,0,0,0,0,0,0,0,0,0,0,0,0,0,0,0,0,0,0,0,0,0,0,0,0,0,0,0,0,0,0,0,0,0,0,0,0,0,0,0,0,0,0,0,0,0,0,0,0,0,{"$f":"GKY459","v":0},0,0,0,0,0,0,0,0,0,0,0,0,0,0,0,0,0,0,0,0,0,0,0,0,0,0,0,0,0,0,0,0,0,0,0,0,0,0,0,0,0,0,0,0,0,0,0,0,0,0,0,0,0,0,0,0,0,0,0,0,0,0,0,{"$f":"GNK459","v":0},0,0,0,0,0,0,0,0,0,0,0,0,0,0,0,0,0,0,0,0,0,0,0,0,0,0,0,0,0,0,0,0,0,0,0,0,0,0,0,0,0,0,0,0,0,0,0,0,0,0,0,0,0,0,0,0,0,0,0,0,0,0,0,{"$f":"GPW459","v":0},0,0,0,0,0,0,0,0,0,0,0,0,0,0,0,0,0,0,0,0,0,0,0,0,0,0,0,0,0,0,0,0,0,0,0,0,0,0,0,0,0,0,0,0,0,0,0,0,0,0,0,0,0,0,0,0,0,0,0,0,0,0,0,{"$f":"GSI459","v":0},0,0,0,0,0,0,0,0,0,0,0,0,0,0,0,0,0,0,0,0,0,0,0,0,0,0,0,0,0,0,0,0,0,0,0,0,0,0,0,0,0,0,0,0,0,0,0,0,0,0,0,0,0,0,0,0,0,0,0,0,0,0,0,{"$f":"GUU459","v":0},0,0,0,0,0,0,0,0,0,0,0,0,0,0,0,0,0,0,0,0,0,0,0,0,0,0,0,0,0,0,0,0,0,0,0,0,0,0,0,0,0,0,0,0,0,0,0,0,0,0,0,0,0,0,0,0,0,0,0,0,0,0,0,{"$f":"GXG459","v":0},0,0,0,0,0,0,0,0,0,0,0,0,0,0,0,0,0,0,0,0,0,0,0,0,0,0,0,0,0,0,0,0,0,0,0,0,0,0,0,0,0,0,0,0,0,0,0,0,0,0,0,0,0,0,0,0,0,0,0,0,0,0,0,{"$f":"GZS459","v":0},0,0,0,0,0,0,0,0,0,0,0,0,0,0,0,0,0,0,0,0,0,0,0,0,0,0,0,0,0,0,0,0,0,0,0,0,0,0,0,0,0,0,0,0,0,0,0,0,0,0,0,0,0,0,0,0,0,0,0,0,0,0,0,{"$f":"HCE459","v":0},0,0,0,0,0,0,0,0,0,0,0,0,0,0,0,0,0,0,0,0,0,0,0,0,0,0,0,0,0,0,0,0,0,0,0,0,0,0,0,0,0,0,0,0,0,0,0,0,0,0,0,0,0,0,0,0,0,0,0,0,0,0,0,{"$f":"HEQ459","v":0},0,0,0,0,0,0,0,0,0,0,0,0,0,0,0,0,0,0,0,0,0,0,0,0,0,0,0,0,0,0,0,0,0,0,0,0,0,0,0,0,0,0,0,0,0,0,0,0,0,0,0,0,0,0,0,0,0,0,0,0,0,0,0,{"$f":"HHC459","v":0},0,0,0,0,0,0,0,0,0,0,0,0,0,0,0,0,0,0,0,0,0,0,0,0,0,0,0,0,0,0,0,0,0,0,0,0,0,0,0,0,0,0,0,0,0,0,0,0,0,0,0,0,0,0,0,0,0,0,0,0,0,0,0,{"$f":"HJO459","v":0},0,0,0,0,0,0,0,0,0,0,0,0,0,0,0,0,0,0,0,0,0,0,0,0,0,0,0,0,0,0,0,0,0,0,0,0,0,0,0,0,0,0,0,0,0,0,0,0,0,0,0,0,0,0,0,0,0,0,0,0,0,0,0,{"$f":"HMA459","v":0},0,0,0,0,0,0,0,0,0,0,0,0,0,0,0,0,0,0,0,0,0,0,0,0,0,0,0,0,0,0,0,0,0,0,0,0,0,0,0,0,0,0,0,0,0,0,0,0,0,0,0,0,0,0,0,0,0,0,0,0,0,0,0,{"$f":"HOM459","v":0},0,0,0,0,0,0,0,0,0,0,0,0,0,0,0,0,0,0,0,0,0,0,0,0,0,0,0,0,0,0,0,0,0,0,0,0,0,0,0,0,0,0,0,0,0,0,0,0,0,0,0,0,0,0,0,0,0,0,0,0,0,0,0,{"$f":"HQY459","v":0},0,0,0,0,0,0,0,0,0,0,0,0,0,0,0,0,0,0,0,0,0,0,0,0,0,0,0,0,0,0,0,0,0,0,0,0,0,0,0,0,0,0,0,0,0,0,0,0,0,0,0,0,0,0,0,0,0,0,0,0,0,0,0,{"$f":"HTK459","v":0},0,0,0,0,0,0,0,0,0,0,0,0,0,0,0,0,0,0,0,0,0,0,0,0,0,0,0,0,0,0,0,0,0,0,0,0,0,0,0,0,0,0,0,0,0,0,0,0,0,0,0,0,0,0,0,0,0,0,0,0,0,0,0,{"$f":"HVW459","v":0},0,0,0,0,0,0,0,0,0,0,0,0,0,0,0,0,0,0,0,0,0,0,0,0,0,0,0,0,0,0,0,0,0,0,0,0,0,0,0,0,0,0,0,0,0,0,0,0,0,0,0,0,0,0,0,0,0,0,0,0,0,0,0,{"$f":"HYI459","v":0},0,0,0,0,0,0,0,0,0,0,0,0,0,0,0,0,0,0,0,0,0,0,0,0,0,0,0,0,0,0,0,0,0,0,0,0,0,0,0,0,0,0,0,0,0,0,0,0,0,0,0,0,0,0,0,0,0,0,0,0,0,0,0,{"$f":"IAU459","v":0},0,0,0,0,0,0,0,0,0,0,0,0,0,0,0,0,0,0,0,0,0,0,0,0,0,0,0,0,0,0,0,0,0,0,0,0,0,0,0,0,0,0,0,0,0,0,0,0,0,0,0,0,0,0,0,0,0,0,0,0,0,0,0,{"$f":"IDG459","v":0},0,0,0,0,0,0,0,0,0,0,0,0,0,0,0,0,0,0,0,0,0,0,0,0,0,0,0,0,0,0,0,0,0,0,0,0,0,0,0,0,0,0,0,0,0,0,0,0,0,0,0,0,0,0,0,0,0,0,0,0,0,0,0,{"$f":"IFS459","v":0},0,0,0,0,0,0,0,0,0,0,0,0,0,0,0,0,0,0,0,0,0,0,0,0,0,0,0,0,0,0,0,0,0,0,0,0,0,0,0,0,0,0,0,0,0,0,0,0,0,0,0,0,0,0,0,0,0,0,0,0,0,0,0,{"$f":"IIE459","v":0},0,0,0,0,0,0,0,0,0,0,0,0,0,0,0,0,0,0,0,0,0,0,0,0,0,0,0,0,0,0,0,0,0,0,0,0,0,0,0,0,0,0,0,0,0,0,0,0,0,0,0,0,0,0,0,0,0,0,0,0,0,0,0,{"$f":"IKQ459","v":0},0,0,0,0,0,0,0,0,0,0,0,0,0,0,0,0,0,0,0,0,0,0,0,0,0,0,0,0,0,0,0,0,0,0,0,0,0,0,0,0,0,0,0,0,0,0,0,0,0,0,0,0,0,0,0,0,0,0,0,0,0,0,0,{"$f":"INC459","v":0},0,0,0,0,0,0,0,0,0,0,0,0,0,0,0,0,0,0,0,0,0,0,0,0,0,0,0,0,0,0,0,0,0,0,0,0,0,0,0,0,0,0,0,0,0,0,0,0,0,0,0,0,0,0,0,0,0,0,0,0,0,0,0,{"$f":"IPO459","v":0},0,0,0,0,0,0,0,0,0,0,0,0,0,0,0,0,0,0,0,0,0,0,0,0,0,0,0,0,0,0,0,0,0,0,0,0,0,0,0,0,0,0,0,0,0,0,0,0,0,0,0,0,0,0,0,0,0,0,0,0,0,0,0,{"$f":"ISA459","v":0},0,0,0,0,0,0,0,0,0,0,0,0,0,0,0,0,0,0,0,0,0,0,0,0,0,0,0,0,0,0,0,0,0,0,0,0,0,0,0,0,0,0,0,0,0,0,0,0,0,0,0,0,0,0,0,0,0,0,0,0,0,0,0,{"$f":"IUM459","v":0},0,0,0,0,0,0,0,0,0,0,0,0,0,0,0,0,0,0,0,0,0,0,0,0,0,0,0,0,0,0,0,0,0,0,0,0,0,0,0,0,0,0,0,0,0,0,0,0,0,0,0,0,0,0,0,0,0,0,0,0,0,0,0,{"$f":"IWY459","v":0},0,0,0,0,0,0,0,0,0,0,0,0,0,0,0,0,0,0,0,0,0,0,0,0,0,0,0,0,0,0,0,0,0,0,0,0,0,0,0,0,0,0,0,0,0,0,0,0,0,0,0,0,0,0,0,0,0,0,0,0,0,0,0,{"$f":"IZK459","v":0},0,0,0,0,0,0,0,0,0,0,0,0,0,0,0,0,0,0,0,0,0,0,0,0,0,0,0,0,0,0,0,0,0,0,0,0,0,0,0,0,0,0,0,0,0,0,0,0,0,0,0,0,0,0,0,0,0,0,0,0,0,0,0,{"$f":"JBW459","v":0},0,0,0,0,0,0,0,0,0,0,0,0,0,0,0,0,0,0,0,0,0,0,0,0,0,0,0,0,0,0,0,0,0,0,0,0,0,0,0,0,0,0,0,0,0,0,0,0,0,0,0,0,0,0,0,0,0,0,0,0,0,0,0,{"$f":"JEI459","v":0},0,0,0,0,0,0,0,0,0,0,0,0,0,0,0,0,0,0,0,0,0,0,0,0,0,0,0,0,0,0,0,0,0,0,0,0,0,0,0,0,0,0,0,0,0,0,0,0,0,0,0,0,0,0,0,0,0,0,0,0,0,0,0,{"$f":"JGU459","v":0},0,0,0,0,0,0,0,0,0,0,0,0,0,0,0,0,0,0,0,0,0,0,0,0,0,0,0,0,0,0,0,0,0,0,0,0,0,0,0,0,0,0,0,0,0,0,0,0,0,0,0,0,0,0,0,0,0,0,0,0,0,0,0,{"$f":"JJG459","v":0},0,0,0,0,0,0,0,0,0,0,0,0,0,0,0,0,0,0,0,0,0,0,0,0,0,0,0,0,0,0,0,0,0,0,0,0,0,0,0,0,0,0,0,0,0,0,0,0,0,0,0,0,0,0,0,0,0,0,0,0,0,0,0,{"$f":"JLS459","v":0},0,0,0,0,0,0,0,0,0,0,0,0,0,0,0,0,0,0,0,0,0,0,0,0,0,0,0,0,0,0,0,0,0,0,0,0,0,0,0,0,0,0,0,0,0,0,0,0,0,0,0,0,0,0,0,0,0,0,0,0,0,0,0,{"$f":"JOE459","v":0},0,0,0,0,0,0,0,0,0,0,0,0,0,0,0,0,0,0,0,0,0,0,0,0,0,0,0,0,0,0,0,0,0,0,0,0,0,0,0,0,0,0,0,0,0,0,0,0,0,0,0,0,0,0,0,0,0,0,0,0,0,0,0,{"$f":"JQQ459","v":0},0,0,0,0,0,0,0,0,0,0,0,0,0,0,0,0,0,0,0,0,0,0,0,0,0,0,0,0,0,0,0,0,0,0,0,0,0,0,0,0,0,0,0,0,0,0,0,0,0,0,0,0,0,0,0,0,0,0,0,0,0,0,0,{"$f":"JTC459","v":0},0,0,0,0,0,0,0,0,0,0,0,0,0,0,0,0,0,0,0,0,0,0,0,0,0,0,0,0,0,0,0,0,0,0,0,0,0,0,0,0,0,0,0,0,0,0,0,0,0,0,0,0,0,0,0,0,0,0,0,0,0,0,0,{"$f":"JVO459","v":0},0,0,0,0,0,0,0,0,0,0,0,0,0,0,0,0,0,0,0,0,0,0,0,0,0,0,0,0,0,0,0,0,0,0,0,0,0,0,0,0,0,0,0,0,0,0,0,0,0,0,0,0,0,0,0,0,0,0,0,0,0,0,0,{"$f":"JYA459","v":0},0,0,0,0,0,0,0,0,0,0,0,0,0,0,0,0,0,0,0,0,0,0,0,0,0,0,0,0,0,0,0,0,0,0,0,0,0,0,0,0,0,0,0,0,0,0,0,0,0,0,0,0,0,0,0,0,0,0,0,0,0,0,0,{"$f":"KAM459","v":0},0,0,0,0,0,0,0,0,0,0,0,0,0,0,0,0,0,0,0,0,0,0,0,0,0,0,0,0,0,0,0,0,0,0,0,0,0,0,0,0,0,0,0,0,0,0,0,0,0,0,0,0,0,0,0,0,0,0,0,0,0,0,0,{"$f":"KCY459","v":0},0,0,0,0,0,0,0,0,0,0,0,0,0,0,0,0,0,0,0,0,0,0,0,0,0,0,0,0,0,0,0,0,0,0,0,0,0,0,0,0,0,0,0,0,0,0,0,0,0,0,0,0,0,0,0,0,0,0,0,0,0,0,0,{"$f":"KFK459","v":0},0,0,0,0,0,0,0,0,0,0,0,0,0,0,0,0,0,0,0,0,0,0,0,0,0,0,0,0,0,0,0,0,0,0,0,0,0,0,0,0,0,0,0,0,0,0,0,0,0,0,0,0,0,0,0,0,0,0,0,0,0,0,0,{"$f":"KHW459","v":0},0,0,0,0,0,0,0,0,0,0,0,0,0,0,0,0,0,0,0,0,0,0,0,0,0,0,0,0,0,0,0,0,0,0,0,0,0,0,0,0,0,0,0,0,0,0,0,0,0,0,0,0,0,0,0,0,0,0,0,0,0,0,0,{"$f":"KKI459","v":0},0,0,0,0,0,0,0,0,0,0,0,0,0,0,0,0,0,0,0,0,0,0,0,0,0,0,0,0,0,0,0,0,0,0,0,0,0,0,0,0,0,0,0,0,0,0,0,0,0,0,0,0,0,0,0,0,0,0,0,0,0,0,0,{"$f":"KMU459","v":0},0,0,0,0,0,0,0,0,0,0,0,0,0,0,0,0,0,0,0,0,0,0,0,0,0,0,0,0,0,0,0,0,0,0,0,0,0,0,0,0,0,0,0,0,0,0,0,0,0,0,0,0,0,0,0,0,0,0,0,0,0,0,0,{"$f":"KPG459","v":0},0,0,0,0,0,0,0,0,0,0,0,0,0,0,0,0,0,0,0,0,0,0,0,0,0,0,0,0,0,0,0,0,0,0,0,0,0,0,0,0,0,0,0,0,0,0,0,0,0,0,0,0,0,0,0,0,0,0,0,0,0,0,0,{"$f":"KRS459","v":0},0,0,0,0,0,0,0,0,0,0,0,0,0,0,0,0,0,0,0,0,0,0,0,0,0,0,0,0,0,0,0,0,0,0,0,0,0,0,0,0,0,0,0,0,0,0,0,0,0,0,0,0,0,0,0,0,0,0,0,0,0,0,0,{"$f":"KUE459","v":0},0,0,0,0,0,0,0,0,0,0,0,0,0,0,0,0,0,0,0,0,0,0,0,0,0,0,0,0,0,0,0,0,0,0,0,0,0,0,0,0,0,0,0,0,0,0,0,0,0,0,0,0,0,0,0,0,0,0,0,0,0,0,0,{"$f":"KWQ459","v":0},0,0,0,0,0,0,0,0,0,0,0,0,0,0,0,0,0,0,0,0,0,0,0,0,0,0,0,0,0,0,0,0,0,0,0,0,0,0,0,0,0,0,0,0,0,0,0,0,0,0,0,0,0,0,0,0,0,0,0,0,0,0,0,{"$f":"KZC459","v":0},0,0,0,0,0,0,0,0,0,0,0,0,0,0,0,0,0,0,0,0,0,0,0,0,0,0,0,0,0,0,0,0,0,0,0,0,0,0,0,0,0,0,0,0,0,0,0,0,0,0,0,0,0,0,0,0,0,0,0,0,0,0,0,{"$f":"LBO459","v":0},0,0,0,0,0,0,0,0,0,0,0,0,0,0,0,0,0,0,0,0,0,0,0,0,0,0,0,0,0,0,0,0,0,0,0,0,0,0,0,0,0,0,0,0,0,0,0,0,0,0,0,0,0,0,0,0,0,0,0,0,0,0,0,{"$f":"LEA459","v":0},0,0,0,0,0,0,0,0,0,0,0,0,0,0,0,0,0,0,0,0,0,0,0,0,0,0,0,0,0,0,0,0,0,0,0,0,0,0,0,0,0,0,0,0,0,0,0,0,0,0,0,0,0,0,0,0,0,0,0,0,0,0,0,{"$f":"LGM459","v":0},0,0,0,0,0,0,0,0,0,0,0,0,0,0,0,0,0,0,0,0,0,0,0,0,0,0,0,0,0,0,0,0,0,0,0,0,0,0,0,0,0,0,0,0,0,0,0,0,0,0,0,0,0,0,0,0,0,0,0,0,0,0,0,{"$f":"LIY459","v":0},0,0,0,0,0,0,0,0,0,0,0,0,0,0,0,0,0,0,0,0,0,0,0,0,0,0,0,0,0,0,0,0,0,0,0,0,0,0,0,0,0,0,0,0,0,0,0,0,0,0,0,0,0,0,0,0,0,0,0,0,0,0,0,{"$f":"LLK459","v":0},0,0,0,0,0,0,0,0,0,0,0,0,0,0,0,0,0,0,0,0,0,0,0,0,0,0,0,0,0,0,0,0,0,0,0,0,0,0,0,0,0,0,0,0,0,0,0,0,0,0,0,0,0,0,0,0,0,0,0,0,0,0,0,{"$f":"LNW459","v":0},0,0,0,0,0,0,0,0,0,0,0,0,0,0,0,0,0,0,0,0,0,0,0,0,0,0,0,0,0,0,0,0,0,0,0,0,0,0,0,0,0,0,0,0,0,0,0,0,0,0,0,0,0,0,0,0,0,0,0,0,0,0,0,{"$f":"LQI459","v":0},0,0,0,0,0,0,0,0,0,0,0,0,0,0,0,0,0,0,0,0,0,0,0,0,0,0,0,0,0,0,0,0,0,0,0,0,0,0,0,0,0,0,0,0,0,0,0,0,0,0,0,0,0,0,0,0,0,0,0,0,0,0,0,{"$f":"LSU459","v":0},0,0,0,0,0,0,0,0,0,0,0,0,0,0,0,0,0,0,0,0,0,0,0,0,0,0,0,0,0,0,0,0,0,0,0,0,0,0,0,0,0,0,0,0,0,0,0,0,0,0,0,0,0,0,0,0,0,0,0,0,0,0,0,{"$f":"LVG459","v":0},0,0,0,0,0,0,0,0,0,0,0,0,0,0,0,0,0,0,0,0,0,0,0,0,0,0,0,0,0,0,0,0,0,0,0,0,0,0,0,0,0,0,0,0,0,0,0,0,0,0,0,0,0,0,0,0,0,0,0,0,0,0,0,{"$f":"LXS459","v":0},0,0,0,0,0,0,0,0,0,0,0,0,0,0,0,0,0,0,0,0,0,0,0,0,0,0,0,0,0,0,0,0,0,0,0,0,0,0,0,0,0,0,0,0,0,0,0,0,0,0,0,0,0,0,0,0,0,0,0,0,0,0,0,{"$f":"MAE459","v":0},0,0,0,0,0,0,0,0,0,0,0,0,0,0,0,0,0,0,0,0,0,0,0,0,0,0,0,0,0,0,0,0,0,0,0,0,0,0,0,0,0,0,0,0,0,0,0,0,0,0,0,0,0,0,0,0,0,0,0,0,0,0,0,{"$f":"MCQ459","v":0},0,0,0,0,0,0,0,0,0,0,0,0,0,0,0,0,0,0,0,0,0,0,0,0,0,0,0,0,0,0,0,0,0,0,0,0,0,0,0,0,0,0,0,0,0,0,0,0,0,0,0,0,0,0,0,0,0,0,0,0,0,0,0,{"$f":"MFC459","v":0},0,0,0,0,0,0,0,0,0,0,0,0,0,0,0,0,0,0,0,0,0,0,0,0,0,0,0,0,0,0,0,0,0,0,0,0,0,0,0,0,0,0,0,0,0,0,0,0,0,0,0,0,0,0,0,0,0,0,0,0,0,0,0,{"$f":"MHO459","v":0},0,0,0,0,0,0,0,0,0,0,0,0,0,0,0,0,0,0,0,0,0,0,0,0,0,0,0,0,0,0,0,0,0,0,0,0,0,0,0,0,0,0,0,0,0,0,0,0,0,0,0,0,0,0,0,0,0,0,0,0,0,0,0,{"$f":"MKA459","v":0},0,0,0,0,0,0,0,0,0,0,0,0,0,0,0,0,0,0,0,0,0,0,0,0,0,0,0,0,0,0,0,0,0,0,0,0,0,0,0,0,0,0,0,0,0,0,0,0,0,0,0,0,0,0,0,0,0,0,0,0,0,0,0,{"$f":"MMM459","v":0},0,0,0,0,0,0,0,0,0,0,0,0,0,0,0,0,0,0,0,0,0,0,0,0,0,0,0,0,0,0,0,0,0,0,0,0,0,0,0,0,0,0,0,0,0,0,0,0,0,0,0,0,0,0,0,0,0,0,0,0,0,0,0,{"$f":"MOY459","v":0},0,0,0,0,0,0,0,0,0,0,0,0,0,0,0,0,0,0,0,0,0,0,0,0,0,0,0,0,0,0,0,0,0,0,0,0,0,0,0,0,0,0,0,0,0,0,0,0,0,0,0,0,0,0,0,0,0,0,0,0,0,0,0,{"$f":"MRK459","v":0},0,0,0,0,0,0,0,0,0,0,0,0,0,0,0,0,0,0,0,0,0,0,0,0,0,0,0,0,0,0,0,0,0,0,0,0,0,0,0,0,0,0,0,0,0,0,0,0,0,0,0,0,0,0,0,0,0,0,0,0,0,0,0,{"$f":"MTW459","v":0},0,0,0,0,0,0,0,0,0,0,0,0,0,0,0,0,0,0,0,0,0,0,0,0,0,0,0,0,0,0,0,0,0,0,0,0,0,0,0,0,0,0,0,0,0,0,0,0,0,0,0,0,0,0,0,0,0,0,0,0,0,0,0,{"$f":"MWI459","v":0},0,0,0,0,0,0,0,0,0,0,0,0,0,0,0,0,0,0,0,0,0,0,0,0,0,0,0,0,0,0,0,0,0,0,0,0,0,0,0,0,0,0,0,0,0,0,0,0,0,0,0,0,0,0,0,0,0,0,0,0,0,0,0,{"$f":"MYU459","v":0},0,0,0,0,0,0,0,0,0,0,0,0,0,0,0,0,0,0,0,0,0,0,0,0,0,0,0,0,0,0,0,0,0,0,0,0,0,0,0,0,0,0,0,0,0,0,0,0,0,0,0,0,0,0,0,0,0,0,0,0,0,0,0,{"$f":"NBG459","v":0},0,0,0,0,0,0,0,0,0,0,0,0,0,0,0,0,0,0,0,0,0,0,0,0,0,0,0,0,0,0,0,0,0,0,0,0,0,0,0,0,0,0,0,0,0,0,0,0,0,0,0,0,0,0,0,0,0,0,0,0,0,0,0,{"$f":"NDS459","v":0},0,0,0,0,0,0,0,0,0,0,0,0,0,0,0,0,0,0,0,0,0,0,0,0,0,0,0,0,0,0,0,0,0,0,0,0,0,0,0,0,0,0,0,0,0,0,0,0,0,0,0,0,0,0,0,0,0,0,0,0,0,0,0,{"$f":"NGE459","v":0},0,0,0,0,0,0,0,0,0,0,0,0,0,0,0,0,0,0,0,0,0,0,0,0,0,0,0,0,0,0,0,0,0,0,0,0,0,0,0,0,0,0,0,0,0,0,0,0,0,0,0,0,0,0,0,0,0,0,0,0,0,0,0,{"$f":"NIQ459","v":0},0,0,0,0,0,0,0,0,0,0,0,0,0,0,0,0,0,0,0,0,0,0,0,0,0,0,0,0,0,0,0,0,0,0,0,0,0,0,0,0,0,0,0,0,0,0,0,0,0,0,0,0,0,0,0,0,0,0,0,0,0,0,0,{"$f":"NLC459","v":0},0,0,0,0,0,0,0,0,0,0,0,0,0,0,0,0,0,0,0,0,0,0,0,0,0,0,0,0,0,0,0,0,0,0,0,0,0,0,0,0,0,0,0,0,0,0,0,0,0,0,0,0,0,0,0,0,0,0,0,0,0,0,0,{"$f":"NNO459","v":0},0,0,0,0,0,0,0,0,0,0,0,0,0,0,0,0,0,0,0,0,0,0,0,0,0,0,0,0,0,0,0,0,0,0,0,0,0,0,0,0,0,0,0,0,0,0,0,0,0,0,0,0,0,0,0,0,0,0,0,0,0,0,0,{"$f":"NQA459","v":0},0,0,0,0,0,0,0,0,0,0,0,0,0,0,0,0,0,0,0,0,0,0,0,0,0,0,0,0,0,0,0,0,0,0,0,0,0,0,0,0,0,0,0,0,0,0,0,0,0,0,0,0,0,0,0,0,0,0,0,0,0,0,0,{"$f":"NSM459","v":0},0,0,0,0,0,0,0,0,0,0,0,0,0,0,0,0,0,0,0,0,0,0,0,0,0,0,0,0,0,0,0,0,0,0,0,0,0,0,0,0,0,0,0,0,0,0,0,0,0,0,0,0,0,0,0,0,0,0,0,0,0,0,0,{"$f":"NUY459","v":0},0,0,0,0,0,0,0,0,0,0,0,0,0,0,0,0,0,0,0,0,0,0,0,0,0,0,0,0,0,0,0,0,0,0,0,0,0,0,0,0,0,0,0,0,0,0,0,0,0,0,0,0,0,0,0,0,0,0,0,0,0,0,0,{"$f":"NXK459","v":0},0,0,0,0,0,0,0,0,0,0,0,0,0,0,0,0,0,0,0,0,0,0,0,0,0,0,0,0,0,0,0,0,0,0,0,0,0,0,0,0,0,0,0,0,0,0,0,0,0,0,0,0,0,0,0,0,0,0,0,0,0,0,0,{"$f":"NZW459","v":0},0,0,0,0,0,0,0,0,0,0,0,0,0,0,0,0,0,0,0,0,0,0,0,0,0,0,0,0,0,0,0,0,0,0,0,0,0,0,0,0,0,0,0,0,0,0,0,0,0,0,0,0,0,0,0,0,0,0,0,0,0,0,0,{"$f":"OCI459","v":0},0,0,0,0,0,0,0,0,0,0,0,0,0,0,0,0,0,0,0,0,0,0,0,0,0,0,0,0,0,0,0,0,0,0,0,0,0,0,0,0,0,0,0,0,0,0,0,0,0,0,0,0,0,0,0,0,0,0,0,0,0,0,0,{"$f":"OEU459","v":0},0,0,0,0,0,0,0,0,0,0,0,0,0,0,0,0,0,0,0,0,0,0,0,0,0,0,0,0,0,0,0,0,0,0,0,0,0,0,0,0,0,0,0,0,0,0,0,0,0,0,0,0,0,0,0,0,0,0,0,0,0,0,0,{"$f":"OHG459","v":0},0,0,0,0,0,0,0,0,0,0,0,0,0,0,0,0,0,0,0,0,0,0,0,0,0,0,0,0,0,0,0,0,0,0,0,0,0,0,0,0,0,0,0,0,0,0,0,0,0,0,0,0,0,0,0,0,0,0,0,0,0,0,0,{"$f":"OJS459","v":0},0,0,0,0,0,0,0,0,0,0,0,0,0,0,0,0,0,0,0,0,0,0,0,0,0,0,0,0,0,0,0,0,0,0,0,0,0,0,0,0,0,0,0,0,0,0,0,0,0,0,0,0,0,0,0,0,0,0,0,0,0,0,0,{"$f":"OME459","v":0},0,0,0,0,0,0,0,0,0,0,0,0,0,0,0,0,0,0,0,0,0,0,0,0,0,0,0,0,0,0,0,0,0,0,0,0,0,0,0,0,0,0,0,0,0,0,0,0,0,0,0,0,0,0,0,0,0,0,0,0,0,0,0,{"$f":"OOQ459","v":0},0,0,0,0,0,0,0,0,0,0,0,0,0,0,0,0,0,0,0,0,0,0,0,0,0,0,0,0,0,0,0,0,0,0,0,0,0,0,0,0,0,0,0,0,0,0,0,0,0,0,0,0,0,0,0,0,0,0,0,0,0,0,0,{"$f":"ORC459","v":0},0,0,0,0,0,0,0,0,0,0,0,0,0,0,0,0,0,0,0,0,0,0,0,0,0,0,0,0,0,0,0,0,0,0,0,0,0,0,0,0,0,0,0,0,0,0,0,0,0,0,0,0,0,0,0,0,0,0,0,0,0,0,0,{"$f":"OTO459","v":0},0,0,0,0,0,0,0,0,0,0,0,0,0,0,0,0,0,0,0,0,0,0,0,0,0,0,0,0,0,0,0,0,0,0,0,0,0,0,0,0,0,0,0,0,0,0,0,0,0,0,0,0,0,0,0,0,0,0,0,0,0,0,0,{"$f":"OWA459","v":0},0,0,0,0,0,0,0,0,0,0,0,0,0,0,0,0,0,0,0,0,0,0,0,0,0,0,0,0,0,0,0,0,0,0,0,0,0,0,0,0,0,0,0,0,0,0,0,0,0,0,0,0,0,0,0,0,0,0,0,0,0,0,0,{"$f":"OYM459","v":0},0,0,0,0,0,0,0,0,0,0,0,0,0,0,0,0,0,0,0,0,0,0,0,0,0,0,0,0,0,0,0,0,0,0,0,0,0,0,0,0,0,0,0,0,0,0,0,0,0,0,0,0,0,0,0,0,0,0,0,0,0,0,0,{"$f":"PAY459","v":0},0,0,0,0,0,0,0,0,0,0,0,0,0,0,0,0,0,0,0,0,0,0,0,0,0,0,0,0,0,0,0,0,0,0,0,0,0,0,0,0,0,0,0,0,0,0,0,0,0,0,0,0,0,0,0,0,0,0,0,0,0,0,0,{"$f":"PDK459","v":0},0,0,0,0,0,0,0,0,0,0,0,0,0,0,0,0,0,0,0,0,0,0,0,0,0,0,0,0,0,0,0,0,0,0,0,0,0,0,0,0,0,0,0,0,0,0,0,0,0,0,0,0,0,0,0,0,0,0,0,0,0,0,0,{"$f":"PFW459","v":0},0,0,0,0,0,0,0,0,0,0,0,0,0,0,0,0,0,0,0,0,0,0,0,0,0,0,0,0,0,0,0,0,0,0,0,0,0,0,0,0,0,0,0,0,0,0,0,0,0,0,0,0,0,0,0,0,0,0,0,0,0,0,0,{"$f":"PII459","v":0},0,0,0,0,0,0,0,0,0,0,0,0,0,0,0,0,0,0,0,0,0,0,0,0,0,0,0,0,0,0,0,0,0,0,0,0,0,0,0,0,0,0,0,0,0,0,0,0,0,0,0,0,0,0,0,0,0,0,0,0,0,0,0,{"$f":"PKU459","v":0},0,0,0,0,0,0,0,0,0,0,0,0,0,0,0,0,0,0,0,0,0,0,0,0,0,0,0,0,0,0,0,0,0,0,0,0,0,0,0,0,0,0,0,0,0,0,0,0,0,0,0,0,0,0,0,0,0,0,0,0,0,0,0,{"$f":"PNG459","v":0},0,0,0,0,0,0,0,0,0,0,0,0,0,0,0,0,0,0,0,0,0,0,0,0,0,0,0,0,0,0,0,0,0,0,0,0,0,0,0,0,0,0,0,0,0,0,0,0,0,0,0,0,0,0,0,0,0,0,0,0,0,0,0,{"$f":"PPS459","v":0},0,0,0,0,0,0,0,0,0,0,0,0,0,0,0,0,0,0,0,0,0,0,0,0,0,0,0,0,0,0,0,0,0,0,0,0,0,0,0,0,0,0,0,0,0,0,0,0,0,0,0,0,0,0,0,0,0,0,0,0,0,0,0,{"$f":"PSE459","v":0},0,0,0,0,0,0,0,0,0,0,0,0,0,0,0,0,0,0,0,0,0,0,0,0,0,0,0,0,0,0,0,0,0,0,0,0,0,0,0,0,0,0,0,0,0,0,0,0,0,0,0,0,0,0,0,0,0,0,0,0,0,0,0,{"$f":"PUQ459","v":0},0,0,0,0,0,0,0,0,0,0,0,0,0,0,0,0,0,0,0,0,0,0,0,0,0,0,0,0,0,0,0,0,0,0,0,0,0,0,0,0,0,0,0,0,0,0,0,0,0,0,0,0,0,0,0,0,0,0,0,0,0,0,0,{"$f":"PXC459","v":0},0,0,0,0,0,0,0,0,0,0,0,0,0,0,0,0,0,0,0,0,0,0,0,0,0,0,0,0,0,0,0,0,0,0,0,0,0,0,0,0,0,0,0,0,0,0,0,0,0,0,0,0,0,0,0,0,0,0,0,0,0,0,0,{"$f":"PZO459","v":0},0,0,0,0,0,0,0,0,0,0,0,0,0,0,0,0,0,0,0,0,0,0,0,0,0,0,0,0,0,0,0,0,0,0,0,0,0,0,0,0,0,0,0,0,0,0,0,0,0,0,0,0,0,0,0,0,0,0,0,0,0,0,0,{"$f":"QCA459","v":0},0,0,0,0,0,0,0,0,0,0,0,0,0,0,0,0,0,0,0,0,0,0,0,0,0,0,0,0,0,0,0,0,0,0,0,0,0,0,0,0,0,0,0,0,0,0,0,0,0,0,0,0,0,0,0,0,0,0,0,0,0,0,0,{"$f":"QEM459","v":0},0,0,0,0,0,0,0,0,0,0,0,0,0,0,0,0,0,0,0,0,0,0,0,0,0,0,0,0,0,0,0,0,0,0,0,0,0,0,0,0,0,0,0,0,0,0,0,0,0,0,0,0,0,0,0,0,0,0,0,0,0,0,0,{"$f":"QGY459","v":0},0,0,0,0,0,0,0,0,0,0,0,0,0,0,0,0,0,0,0,0,0,0,0,0,0,0,0,0,0,0,0,0,0,0,0,0,0,0,0,0,0,0,0,0,0,0,0,0,0,0,0,0,0,0,0,0,0,0,0,0,0,0,0,{"$f":"QJK459","v":0},0,0,0,0,0,0,0,0,0,0,0,0,0,0,0,0,0,0,0,0,0,0,0,0,0,0,0,0,0,0,0,0,0,0,0,0,0,0,0,0,0,0,0,0,0,0,0,0,0,0,0,0,0,0,0,0,0,0,0,0,0,0,0,{"$f":"QLW459","v":0},0,0,0,0,0,0,0,0,0,0,0,0,0,0,0,0,0,0,0,0,0,0,0,0,0,0,0,0,0,0,0,0,0,0,0,0,0,0,0,0,0,0,0,0,0,0,0,0,0,0,0,0,0,0,0,0,0,0,0,0,0,0,0,{"$f":"QOI459","v":0},0,0,0,0,0,0,0,0,0,0,0,0,0,0,0,0,0,0,0,0,0,0,0,0,0,0,0,0,0,0,0,0,0,0,0,0,0,0,0,0,0,0,0,0,0,0,0,0,0,0,0,0,0,0,0,0,0,0,0,0,0,0,0,{"$f":"QQU459","v":0},0,0,0,0,0,0,0,0,0,0,0,0,0,0,0,0,0,0,0,0,0,0,0,0,0,0,0,0,0,0,0,0,0,0,0,0,0,0,0,0,0,0,0,0,0,0,0,0,0,0,0,0,0,0,0,0,0,0,0,0,0,0,0,{"$f":"QTG459","v":0},0,0,0,0,0,0,0,0,0,0,0,0,0,0,0,0,0,0,0,0,0,0,0,0,0,0,0,0,0,0,0,0,0,0,0,0,0,0,0,0,0,0,0,0,0,0,0,0,0,0,0,0,0,0,0,0,0,0,0,0,0,0,0,{"$f":"QVS459","v":0},0,0,0,0,0,0,0,0,0,0,0,0,0,0,0,0,0,0,0,0,0,0,0,0,0,0,0,0,0,0,0,0,0,0,0,0,0,0,0,0,0,0,0,0,0,0,0,0,0,0,0,0,0,0,0,0,0,0,0,0,0,0,0,{"$f":"QYE459","v":0},0,0,0,0,0,0,0,0,0,0,0,0,0,0,0,0,0,0,0,0,0,0,0,0,0,0,0,0,0,0,0,0,0,0,0,0,0,0,0,0,0,0,0,0,0,0,0,0,0,0,0,0,0,0,0,0,0,0,0,0,0,0,0,{"$f":"RAQ459","v":0},0,0,0,0,0,0,0,0,0,0,0,0,0,0,0,0,0,0,0,0,0,0,0,0,0,0,0,0,0,0,0,0,0,0,0,0,0,0,0,0,0,0,0,0,0,0,0,0,0,0,0,0,0,0,0,0,0,0,0,0,0,0,0,{"$f":"RDC459","v":0},0,0,0,0,0,0,0,0,0,0,0,0,0,0,0,0,0,0,0,0,0,0,0,0,0,0,0,0,0,0,0,0,0,0,0,0,0,0,0,0,0,0,0,0,0,0,0,0,0,0,0,0,0,0,0,0,0,0,0,0,0,0,0,{"$f":"RFO459","v":0},0,0,0,0,0,0,0,0,0,0,0,0,0,0,0,0,0,0,0,0,0,0,0,0,0,0,0,0,0,0,0,0,0,0,0,0,0,0,0,0,0,0,0,0,0,0,0,0,0,0,0,0,0,0,0,0,0,0,0,0,0,0,0,{"$f":"RIA459","v":0},0,0,0,0,0,0,0,0,0,0,0,0,0,0,0,0,0,0,0,0,0,0,0,0,0,0,0,0,0,0,0,0,0,0,0,0,0,0,0,0,0,0,0,0,0,0,0,0,0,0,0,0,0,0,0,0,0,0,0,0,0,0,0,{"$f":"RKM459","v":0},0,0,0,0,0,0,0,0,0,0,0,0,0,0,0,0,0,0,0,0,0,0,0,0,0,0,0,0,0,0,0,0,0,0,0,0,0,0,0,0,0,0,0,0,0,0,0,0,0,0,0,0,0,0,0,0,0,0,0,0,0,0,0,{"$f":"RMY459","v":0},0,0,0,0,0,0,0,0,0,0,0,0,0,0,0,0,0,0,0,0,0,0,0,0,0,0,0,0,0,0,0,0,0,0,0,0,0,0,0,0,0,0,0,0,0,0,0,0,0,0,0,0,0,0,0,0,0,0,0,0,0,0,0,{"$f":"RPK459","v":0},0,0,0,0,0,0,0,0,0,0,0,0,0,0,0,0,0,0,0,0,0,0,0,0,0,0,0,0,0,0,0,0,0,0,0,0,0,0,0,0,0,0,0,0,0,0,0,0,0,0,0,0,0,0,0,0,0,0,0,0,0,0,0,{"$f":"RRW459","v":0},0,0,0,0,0,0,0,0,0,0,0,0,0,0,0,0,0,0,0,0,0,0,0,0,0,0,0,0,0,0,0,0,0,0,0,0,0,0,0,0,0,0,0,0,0,0,0,0,0,0,0,0,0,0,0,0,0,0,0,0,0,0,0,{"$f":"RUI459","v":0},0,0,0,0,0,0,0,0,0,0,0,0,0,0,0,0,0,0,0,0,0,0,0,0,0,0,0,0,0,0,0,0,0,0,0,0,0,0,0,0,0,0,0,0,0,0,0,0,0,0,0,0,0,0,0,0,0,0,0,0,0,0,0,{"$f":"RWU459","v":0},0,0,0,0,0,0,0,0,0,0,0,0,0,0,0,0,0,0,0,0,0,0,0,0,0,0,0,0,0,0,0,0,0,0,0,0,0,0,0,0,0,0,0,0,0,0,0,0,0,0,0,0,0,0,0,0,0,0,0,0,0,0,0,{"$f":"RZG459","v":0},0,0,0,0,0,0,0,0,0,0,0,0,0,0,0,0,0,0,0,0,0,0,0,0,0,0,0,0,0,0,0,0,0,0,0,0,0,0,0,0,0,0,0,0,0,0,0,0,0,0,0,0,0,0,0,0,0,0,0,0,0,0,0,{"$f":"SBS459","v":0},0,0,0,0,0,0,0,0,0,0,0,0,0,0,0,0,0,0,0,0,0,0,0,0,0,0,0,0,0,0,0,0,0,0,0,0,0,0,0,0,0,0,0,0,0,0,0,0,0,0,0,0,0,0,0,0,0,0,0,0,0,0,0,{"$f":"SEE459","v":0},0,0,0,0,0,0,0,0,0,0,0,0,0,0,0,0,0,0,0,0,0,0,0,0,0,0,0,0,0,0,0,0,0,0,0,0,0,0,0,0,0,0,0,0,0,0,0,0,0,0,0,0,0,0,0,0,0,0,0,0,0,0,0,{"$f":"SGQ459","v":0},0,0,0,0,0,0,0,0,0,0,0,0,0,0,0,0,0,0,0,0,0,0,0,0,0,0,0,0,0,0,0,0,0,0,0,0,0,0,0,0,0,0,0,0,0,0,0,0,0,0,0,0,0,0,0,0,0,0,0,0,0,0,0,{"$f":"SJC459","v":0},0,0,0,0,0,0,0,0,0,0,0,0,0,0,0,0,0,0,0,0,0,0,0,0,0,0,0,0,0,0,0,0,0,0,0,0,0,0,0,0,0,0,0,0,0,0,0,0,0,0,0,0,0,0,0,0,0,0,0,0,0,0,0,{"$f":"SLO459","v":0},0,0,0,0,0,0,0,0,0,0,0,0,0,0,0,0,0,0,0,0,0,0,0,0,0,0,0,0,0,0,0,0,0,0,0,0,0,0,0,0,0,0,0,0,0,0,0,0,0,0,0,0,0,0,0,0,0,0,0,0,0,0,0,{"$f":"SOA459","v":0},0,0,0,0,0,0,0,0,0,0,0,0,0,0,0,0,0,0,0,0,0,0,0,0,0,0,0,0,0,0,0,0,0,0,0,0,0,0,0,0,0,0,0,0,0,0,0,0,0,0,0,0,0,0,0,0,0,0,0,0,0,0,0,{"$f":"SQM459","v":0},0,0,0,0,0,0,0,0,0,0,0,0,0,0,0,0,0,0,0,0,0,0,0,0,0,0,0,0,0,0,0,0,0,0,0,0,0,0,0,0,0,0,0,0,0,0,0,0,0,0,0,0,0,0,0,0,0,0,0,0,0,0,0,{"$f":"SSY459","v":0},0,0,0,0,0,0,0,0,0,0,0,0,0,0,0,0,0,0,0,0,0,0,0,0,0,0,0,0,0,0,0,0,0,0,0,0,0,0,0,0,0,0,0,0,0,0,0,0,0,0,0,0,0,0,0,0,0,0,0,0,0,0,0,{"$f":"SVK459","v":0},0,0,0,0,0,0,0,0,0,0,0,0,0,0,0,0,0,0,0,0,0,0,0,0,0,0,0,0,0,0,0,0,0,0,0,0,0,0,0,0,0,0,0,0,0,0,0,0,0,0,0,0,0,0,0,0,0,0,0,0,0,0,0,{"$f":"SXW459","v":0},0,0,0,0,0,0,0,0,0,0,0,0,0,0,0,0,0,0,0,0,0,0,0,0,0,0,0,0,0,0,0,0,0,0,0,0,0,0,0,0,0,0,0,0,0,0,0,0,0,0,0,0,0,0,0,0,0,0,0,0,0,0,0,{"$f":"TAI459","v":0},0,0,0,0,0,0,0,0,0,0,0,0,0,0,0,0,0,0,0,0,0,0,0,0,0,0,0,0,0,0,0,0,0,0,0,0,0,0,0,0,0,0,0,0,0,0,0,0,0,0,0,0,0,0,0,0,0,0,0,0,0,0,0,{"$f":"TCU459","v":0},0,0,0,0,0,0,0,0,0,0,0,0,0,0,0,0,0,0,0,0,0,0,0,0,0,0,0,0,0,0,0,0,0,0,0,0,0,0,0,0,0,0,0,0,0,0,0,0,0,0,0,0,0,0,0,0,0,0,0,0,0,0,0,{"$f":"TFG459","v":0},0,0,0,0,0,0,0,0,0,0,0,0,0,0,0,0,0,0,0,0,0,0,0,0,0,0,0,0,0,0,0,0,0,0,0,0,0,0,0,0,0,0,0,0,0,0,0,0,0,0,0,0,0,0,0,0,0,0,0,0,0,0,0,{"$f":"THS459","v":0},0,0,0,0,0,0,0,0,0,0,0,0,0,0,0,0,0,0,0,0,0,0,0,0,0,0,0,0,0,0,0,0,0,0,0,0,0,0,0,0,0,0,0,0,0,0,0,0,0,0,0,0,0,0,0,0,0,0,0,0,0,0,0,{"$f":"TKE459","v":0},0,0,0,0,0,0,0,0,0,0,0,0,0,0,0,0,0,0,0,0,0,0,0,0,0,0,0,0,0,0,0,0,0,0,0,0,0,0,0,0,0,0,0,0,0,0,0,0,0,0,0,0,0,0,0,0,0,0,0,0,0,0,0,{"$f":"TMQ459","v":0},0,0,0,0,0,0,0,0,0,0,0,0,0,0,0,0,0,0,0,0,0,0,0,0,0,0,0,0,0,0,0,0,0,0,0,0,0,0,0,0,0,0,0,0,0,0,0,0,0,0,0,0,0,0,0,0,0,0,0,0,0,0,0,{"$f":"TPC459","v":0},0,0,0,0,0,0,0,0,0,0,0,0,0,0,0,0,0,0,0,0,0,0,0,0,0,0,0,0,0,0,0,0,0,0,0,0,0,0,0,0,0,0,0,0,0,0,0,0,0,0,0,0,0,0,0,0,0,0,0,0,0,0,0,{"$f":"TRO459","v":0},0,0,0,0,0,0,0,0,0,0,0,0,0,0,0,0,0,0,0,0,0,0,0,0,0,0,0,0,0,0,0,0,0,0,0,0,0,0,0,0,0,0,0,0,0,0,0,0,0,0,0,0,0,0,0,0,0,0,0,0,0,0,0,{"$f":"TUA459","v":0},0,0,0,0,0,0,0,0,0,0,0,0,0,0,0,0,0,0,0,0,0,0,0,0,0,0,0,0,0,0,0,0,0,0,0,0,0,0,0,0,0,0,0,0,0,0,0,0,0,0,0,0,0,0,0,0,0,0,0,0,0,0,0,{"$f":"TWM459","v":0},0,0,0,0,0,0,0,0,0,0,0,0,0,0,0,0,0,0,0,0,0,0,0,0,0,0,0,0,0,0,0,0,0,0,0,0,0,0,0,0,0,0,0,0,0,0,0,0,0,0,0,0,0,0,0,0,0,0,0,0,0,0,0,{"$f":"TYY459","v":0},0,0,0,0,0,0,0,0,0,0,0,0,0,0,0,0,0,0,0,0,0,0,0,0,0,0,0,0,0,0,0,0,0,0,0,0,0,0,0,0,0,0,0,0,0,0,0,0,0,0,0,0,0,0,0,0,0,0,0,0,0,0,0,{"$f":"UBK459","v":0},0,0,0,0,0,0,0,0,0,0,0,0,0,0,0,0,0,0,0,0,0,0,0,0,0,0,0,0,0,0,0,0,0,0,0,0,0,0,0,0,0,0,0,0,0,0,0,0,0,0,0,0,0,0,0,0,0,0,0,0,0,0,0,{"$f":"UDW459","v":0},0,0,0,0,0,0,0,0,0,0,0,0,0,0,0,0,0,0,0,0,0,0,0,0,0,0,0,0,0,0,0,0,0,0,0,0,0,0,0,0,0,0,0,0,0,0,0,0,0,0,0,0,0,0,0,0,0,0,0,0,0,0,0,{"$f":"UGI459","v":0},0,0,0,0,0,0,0,0,0,0,0,0,0,0,0,0,0,0,0,0,0,0,0,0,0,0,0,0,0,0,0,0,0,0,0,0,0,0,0,0,0,0,0,0,0,0,0,0,0,0,0,0,0,0,0,0,0,0,0,0,0,0,0,{"$f":"UIU459","v":0},0,0,0,0,0,0,0,0,0,0,0,0,0,0,0,0,0,0,0,0,0,0,0,0,0,0,0,0,0,0,0,0,0,0,0,0,0,0,0,0,0,0,0,0,0,0,0,0,0,0,0,0,0,0,0,0,0,0,0,0,0,0,0,{"$f":"ULG459","v":0},0,0,0,0,0,0,0,0,0,0,0,0,0,0,0,0,0,0,0,0,0,0,0,0,0,0,0,0,0,0,0,0,0,0,0,0,0,0,0,0,0,0,0,0,0,0,0,0,0,0,0,0,0,0,0,0,0,0,0,0,0,0,0,{"$f":"UNS459","v":0},0,0,0,0,0,0,0,0,0,0,0,0,0,0,0,0,0,0,0,0,0,0,0,0,0,0,0,0,0,0,0,0,0,0,0,0,0,0,0,0,0,0,0,0,0,0,0,0,0,0,0,0,0,0,0,0,0,0,0,0,0,0,0,{"$f":"UQE459","v":0},0,0,0,0,0,0,0,0,0,0,0,0,0,0,0,0,0,0,0,0,0,0,0,0,0,0,0,0,0,0,0,0,0,0,0,0,0,0,0,0,0,0,0,0,0,0,0,0,0,0,0,0,0,0,0,0,0,0,0,0,0,0,0,{"$f":"USQ459","v":0},0,0,0,0,0,0,0,0,0,0,0,0,0,0,0,0,0,0,0,0,0,0,0,0,0,0,0,0,0,0,0,0,0,0,0,0,0,0,0,0,0,0,0,0,0,0,0,0,0,0,0,0,0,0,0,0,0,0,0,0,0,0,0,{"$f":"UVC459","v":0},0,0,0,0,0,0,0,0,0,0,0,0,0,0,0,0,0,0,0,0,0,0,0,0,0,0,0,0,0,0,0,0,0,0,0,0,0,0,0,0,0,0,0,0,0,0,0,0,0,0,0,0,0,0,0,0,0,0,0,0,0,0,0,{"$f":"UXO459","v":0},0,0,0,0,0,0,0,0,0,0,0,0,0,0,0,0,0,0,0,0,0,0,0,0,0,0,0,0,0,0,0,0,0,0,0,0,0,0,0,0,0,0,0,0,0,0,0,0,0,0,0,0,0,0,0,0,0,0,0,0,0,0,0,{"$f":"VAA459","v":0},0,0,0,0,0,0,0,0,0,0,0,0,0,0,0,0,0,0,0,0,0,0,0,0,0,0,0,0,0,0,0,0,0,0,0,0,0,0,0,0,0,0,0,0,0,0,0,0,0,0,0,0,0,0,0,0,0,0,0,0,0,0,0,{"$f":"VCM459","v":0},0,0,0,0,0,0,0,0,0,0,0,0,0,0,0,0,0,0,0,0,0,0,0]
[null,"Fördelningslista",null,"K2","Tele Konsult","Elkoda","Elkoda databas",null,"Spec.Fastighetsnät",null,"Tele Konsult",null,true]
[null,"Plintkort",null,"K2","Entreprenör","Elkoda","Elkoda databas",null,"Spec.Fastighetsnät",null,"Tele Konsult",null,true]
[null,"Produktblad",null,"K1","Entreprenör","Advantum","PDF",null,"Spec.Fastighetsnät",null,"CAD/BIM",null,true]
[null,"Nätkarta",null,"K2","Tele Konsult","Advantum","DWG+PDF",null,"Spec.Fastighetsnät",null,"CAD/BIM",null,true]
[null,"Objekts-/ planmodell, med layouter (inkl styrfiler)",null,"K3","Tele Konsult","Advantum","DWG+IFC",null,"Spec.Säkerhet",null,"CAD/BIM",null,true]
[null,"Fördelningslista",null,"K3","Entreprenör","Elkoda","Elkoda databas",null,"Spec.Säkerhet",null,"Tele Konsult",null,true]
[null,"Import Installationsdatabas ",null,"K2","El Konsult","Faciliate","Excel",null,"Teknikförvaltare",null,"Teknikförvaltare","Import till Faciliate",true]
[null,"7 Transportsystem"]
[null,"Entreprenadbesiktningsintyg (För-, Slut-, Fortsatt Slut-, Efter-, Särskild- och Överbesiktning)  samt 2-års garantibesiktning och 5-års garantibesiktning",null,"K2","Hiss Konsult","Faciliate","PDF",null,"Spec.Hiss",null,"CAD/BIM",null,true]
[null,"Drift- och underhållsinstruktioner ",null,"K2","Entreprenör","Advantum","PDF",null,"Spec.Hiss",null,"CAD/BIM",null,true]
[null,"Sektioner/detaljer",null,"K2","Entreprenör","Advantum","DWG+PDF",null,"Spec.Hiss",null,"CAD/BIM",null,true]
[null,"Entreprenadbesiktningsprotokoll",null,"K2","Hiss Konsult","Advantum","PDF",null,"Spec.Hiss",null,"CAD/BIM",null,true]
[null,"Drift- och underhållsinstruktioner ",null,"K2","Entreprenör","Advantum","PDF",null,"Spec.Hiss",null,"CAD/BIM",null,true]
[null,"Import Installationsdatabas ",null,"K2","Styrkonsult","Faciliate","Excel",null,"Teknikförvaltare",null,"Teknikförvaltare","Import till Faciliate",true]
[null,"Indikator 5                 Ljudmiljö",null,"K2",null,"Advantum","PDF",null,"Miljöbyggsamordnare",null,"CAD/BIM",null,true]
[null,"Indikator 11                Termiskt klimat sommar",null,"K2",null,"Advantum","PDF",null,"Miljöbyggsamordnare",null,"CAD/BIM",null,true]
[null,"Anmälan MFV",null,"K2",null,"Platina","PDF",null,"Miljöcontroller",null,"Projektledare",null,true]
[]
[]
[]
[]
[]
[]
[]
[]
[]
[]
[]
[]
[]
[]
[]
[]
[]
[]
[]
[]
[]
[]
[]
[]
[]
[]
[]
[]
[]
[]
[]
[]
[]
[]
[]
[]
[]
[]
[]
[]
[]
[]
[]
[]
[]
[]
[]
[]
[]
[]
[]
[]
[]
[]
[]
[]
[]
[]
[]
[]
[]
[]
[]
[]
[]
[]
[]
[]
[]
[]
[]
[]
[]
[]
[]
[]
[]
[]
[]
[]
[]
[]
[]
[]
[]
[]
[]
[]
[]
[]
[]
[]
[]
[]
[]
[]
[]
[]
[]
[]
[]
[]
[]
[]
[]
[]
[]
[]
[]
[]
[]
[]
[]
[]
[]
[]
[]
[]
[]
[]
[]
[]
[]
[]
[]
[]
[]
[]
[]
[]
[]
[]
[]
[]
[]
[]
[]
[]
[]
[]
[]
[]
[]
[]
[]
[]
[]
[]
[]
[]
[]
[]
[]
[]
[]
[]
[]
[]
[]
[]
[]
[]
[]
[]
[]
[]
[]
[]
[]
[]
[]
[]
[]
[]
[]
[]
[]
[]
[]
[]
[]
[]
[]
[]
[]
[]
[]
[]
[]
[]
[]
[]
[]
[]
[]
[]
[]
[]
[]
[]
[]
[]
[]
[]
[]
[]
[]
[]
[]
[]
[]
[]
[]
[]
[]
[]
[]
[]
[]
[]
[]
[]
[]
[]
[]
[]
[]
[]
[]
[]
[]
[]
[]
[]
[]
[]
[]
[]
[]
[]
[]
[]
[]
[]
[]
[]
[]
[]
[]
[]
[]
[]
[]
[]
[]
[]
[]
[]
[]
[]
[]
[]
[]
[]
[]
[]
[]
[]
[]
[]
[]
[]
[]
[null,null,null,null,null,null,null,null,null,null,null,null,true]

{"sheet":"Blad2","index":1,"n_rows":0,"n_cols":0,"rows_kept":0,"cut":false,"hidden":false,"merged":[]}

{"sheet":"Blad1","index":2,"n_rows":2,"n_cols":2,"rows_kept":2,"cut":false,"hidden":true,"merged":[]}
["Levereras av","Lägger in dokument"]
["Arkitekt;El Konsult;Konsult;Konstruktör;Tele Konsult;VVS Konsult;Mark Konsult;Projektledare;Besiktningsorgan;Entreprenör;Leverantör;Brandkonsult;Styrkonsult;Hiss Konsult;Säkerhetskonsult","CAD/BIM;Projektledare;El konsult;Entreprenör;Elsäkerhetsansvarig"]

{"sheet":"Bilaga 2-4!!!!!","index":3,"n_rows":215,"n_cols":9,"rows_kept":215,"cut":false,"hidden":true,"merged":[]}
[null,"Överlämnande av Handläggare, konsulter, entreprenörer och besiktningsorg."]
[]
[]
[null,null,null,null,null,"ÖVERLÄMNANDE"]
[null,"Tjänsteställe",null,null,null,"Av handläggare, konsulter,  entreprenörer och besiktningsorg."]
[null,null,null,null,null,"Datum"]
[null,"Handläggare"]
[]
[null,"Projekt (nr och benämning)",null,null,null,"Mottagare ( Förvaltningsområde)"]
[]
[]
[]
[]
[null,"Projektorganisation",null,null,null,"Företag",null,null,"Telefon"]
[]
[]
[]
[]
[]
[]
[]
[]
[]
[]
[]
[]
[]
[]
[]
[]
[]
[]
[]
[null,"Konsulter/ Namn",null,null,null,"Företag",null,null,"Telefon"]
[]
[null,"Arkitekt"]
[]
[null,"Landsskapsarkitekt"]
[]
[null,"Inredningsarkitekt"]
[]
[null,"Markundersökare, geolog"]
[]
[null,"Byggnadskonstruktör"]
[]
[null,"Vvs-konstruktör"]
[]
[null,"Konstuktör för yttre vatten och avlopp"]
[]
[null,"El-konstruktör"]
[]
[null,"Specialkonsult"]
[]
[]
[null,"Entreprenörer / Namn",null,null,null,"Företag",null,null,"Telefon"]
[]
[null,"Bygg"]
[]
[null,"Röranläggning"]
[]
[null,"Luftbehandlingsanläggning"]
[]
[null,"Kylanläggning"]
[]
[null,"El-anläggning"]
[]
[null,"Styrning, övervakningsanläggning"]
[]
[null,"Tele-anläggning"]
[]
[null,"Hiss och transportanläggning"]
[]
[null,"Markanläggning"]
[]
[]
[]
[]
[]
[]
[]
[]
[null,"Besiktningsorganisation"]
[null,"Bygg",null,null,null,"Företag",null,null,"Telefon"]
[]
[null,"Rör"]
[]
[null,"Luft"]
[]
[null,"Kyla"]
[]
[null,"El"]
[]
[null,"Tele"]
[]
[null,"Styr"]
[]
[null,"Hiss"]
[]
[null,"Mark"]
[]
[]
[]
[]
[]
[]
[]
[]
[]
[null,"Protokoll för Funktionsprövning och mynighetsbesiktning "]
[]
[null,null,"Handlingar",null,null,"Beräknad","Verklig leverans",null,"Anmärkningar"]
[null,null,null,null,null,"leverans"]
[null,"Protokoll från funktionsprovning "]
[null,"och injustering"]
[]
[null,"Byggnadsarbeten"]
[null,"Rör"]
[null,"Luftbehandling"]
[null,"Ovk"]
[null,"Kyla"]
[null,"Ställverk / trafo"]
[null,"Reservkraft"]
[null,"Belysning, värme, motordrift"]
[null,"Tele"]
[null,"Hiss"]
[null,"Maskindrivna portar"]
[null,"Styrning, övervakning"]
[null,"Köksutrustning"]
[null,"Protokoll från samordnad funktionsprovning"]
[]
[]
[null,"Protokoll från myndighetsbesiktning"]
[]
[null,"Brandsyn"]
[null,"Skorstensfejare"]
[null,"Hälsovårdsnämnd"]
[null,"Hissar"]
[null,"Maskindrivna portar"]
[null,"Skyddsrum"]
[null,"Värmepanna"]
[null,"Värmeväxlare"]
[null,"Varmvattenberedare"]
[null,"Oljecistern"]
[null,"Övriga tryckkärl"]
[null,"Kylmaskiner"]
[]
[]
[]
[]
[null,"Övriga handlingar"]
[]
[null,"Köpekontrakt"]
[null,"Garantisedlar"]
[null,"Serviceavtal"]
[null,"Leveransavtal"]
[null,"Slutbesiktningsutlåtande"]
[null,"Övriga besiktningsutlåtanden"]
[]
[]
[]
[]
[]
[null,"Överlämnade av Ritningar och skrivna handlingar "]
[]
[null,"Locum AB",null,null,null,null,"ÖVERLÄMNANDE"]
[null,null,null,null,null,"Överlämnande av ritningar och skrivna handlingar."]
[null,null,null,null,null,"Datum:"]
[]
[null,null,null,null,null,"Förteckning gäller färdiga handlingar."]
[null,null,null,null,null,"Underlag från entreprenörer införs ej i förteckningen."]
[null,"Projekt (nr och benämning )",null,null,null," Mottagare ( förvaltande enhet )"]
[]
[]
[]
[null,"Byggnadens alfanummer",null,null,null,"Hyresgäst"]
[]
[null,null,null,null,null,"Beräknad","Verklig "]
[null,null,"Handlingar",null,null,"leveranstid","leverans",null,"Anmärkning"]
[null,"Ritningar och ritningsförteckning"]
[null,"Mark"]
[null,"Konsult",null,null,"A"]
[null,null,null,null,"K"]
[null,null,null,null,"V"]
[null,null,null,null,"E"]
[null,null,null,null,"M"]
[null,null,null,null,"VA"]
[null,"Entreprenör",null,null,"S"]
[null,"Hus"]
[null,"Konsult",null,null,"A"]
[null,null,null,null,"IA"]
[null,null,null,null,"K"]
[null,null,null,null,"V"]
[null,null,null,null,"E"]
[null,null,null,null,"SÖ"]
[null,"Entreprenörer"]
[null,null,null,"rör"]
[null,null,null,"luftbehandling"]
[null,null,null,"kyla"]
[null,null,null,"ställverk, trafo mm"]
[null,null,null,"reservkraft"]
[null,null,null,"belysning, värme, motordr."]
[null,null,null,"tele"]
[null,null,null,"hiss"]
[null,null,null,"maskindrivna portar"]
[null,null,null,"styrning, övervakning"]
[null,null,null,"kök"]
[]
[null,"Driftinstruktioner"]
[null,"Konsult"]
[null,"Skrivna handlingar"]
[null,"Växtförteckning",null,null,"(Konsult M)"]
[null,"Konstruktionsberäkningar",null,null,"(Konsult K)"]
[null,"Låsschema"]
[null,"Pålningsprotokoll"]
[null,"Materialbeskrivningar"]